## Instructions
Nepal Transmission Network — Editable Data Sheet
This workbook is the editable source of truth behind Nepal_Transmission_Network_Dashboard.html.
Edit it, save it, and send the file back in chat — the map, hover cards, and detail panels will
be regenerated from exactly what is in these sheets.
HOW TO USE
1. Open the "Substations" or "Transmission Lines" tab.
2. Edit any cell shaded PALE YELLOW — these are the fields meant to be reviewed/filled in
(voltage level, transformer capacity, connected load / feeders, coordinates, stage, etc).
3. Cells shaded PALE GREY are reference fields carried over from the official RPGCL/DoED
shapefiles (ID, computed length, source layer). Leave these unless you are correcting a
genuine error in the source data.
4. Rows shaded PALE GREEN were added by Claude from the DoED distribution single-line diagram
because they were missing from the official transmission shapefiles. Their coordinates are
a best-effort placement, not surveyed — correct them here once you have the real location.
5. Do not edit or reorder the ID column — it is the key used to match each row back to the map
when the file is re-imported. Add new rows at the bottom with a new, unused ID
(e.g. next SUBS number, or TLxxxx for a new line) rather than inserting mid-sheet.
6. When done, save the file (keep it as .xlsx) and upload it back in chat, e.g.:
"Here is the updated data sheet — please push these changes into the map."
WHAT CAN AND CANNOT BE EDITED HERE
• Substation attributes (name, stage, coordinates, province/district, voltage, capacity,
feeders) — fully editable, flows straight back into the map markers and detail panel.
• Transmission line attributes (label, from/to, voltage, stage, circuit, conductor) — fully
editable, flows back into the line tooltip and detail panel.
• Transmission line GEOMETRY (the actual routed path on the map) is NOT in this sheet — it
comes from the official shapefile and cannot be hand-edited in Excel. Editing a substations
lat/lon moves its marker but does not redraw the lines already connected to it. If a route
itself is wrong, flag it in the Notes column and describe the correction needed.
• Adding a brand-new line between two existing substations: add a row with a new TL id, set
From/To to existing substation names exactly as spelled in the Substations tab, and Claude
will draw a straight connecting line between their coordinates on re-import (not a routed
shapefile path).
COLOR LEGEND
Editable — review and fill in
Reference only — from official shapefile source
New row supplemented by Claude from the DoED diagram — verify placement

## Substations
ID | Name | Stage | Latitude | Longitude | Province | District | Local Body | Voltage Level (kV) | Transformer Capacity | Connected Load / Feeders | Supplemented by Claude? | Notes
SS0001 | Anarmani | Existing | 26.6361 | 87.9885 | Koshi Province | Jhapa | Birtamod Municipality | 132 / 33 / 11 | 132/33 (2x30+63 MVA); 33/11 (2x24 MVA) |  | No | NEA FY24/25 report (Existing grid substation, FY081-82 capacity): "Anarmani" ¦ NEA FY24/25 report (Planned/proposed): "Anarmani"
SS0002 | Damak | Existing | 26.6563 | 87.7264 | Koshi Province | Jhapa | Kamal Rural Municipality | 132 / 33 / 11 | 132/33 (2x63 MVA); 33/11 (2x16.6 MVA) |  | No | NEA FY24/25 report (Existing grid substation, FY081-82 capacity): "Damak"
SS0003 | Godak | Existing | 26.8768 | 87.9257 | Koshi Province | Ilam | Illam Municipality | 132 / 33 / 11 | 132/33 (63 MVA); 33/11 (8 MVA) |  | No | NEA FY24/25 report (Existing grid substation, FY081-82 capacity): "Godak"
SS0004 | Duhabi | Existing | 26.5731 | 87.2758 | Koshi Province | Sunsari | Duhabi Municipality | 132 | 132/33 (3x63 MVA); 33/11 (2x24 MVA) |  | No | NEA FY24/25 report (Existing grid substation, FY081-82 capacity): "Duhabi"
SS0005 | Kusaha | Existing | 26.6159 | 87.0339 | Koshi Province | Sunsari | Koshi Rural Municipality |  |  |  | No
SS0006 | Lahan | Existing | 26.7109 | 86.469 | Madhesh Province | Siraha | Lahan Municipality | 33 | 132/33 (30+63 MVA); 33/11 (2x16.6 MVA) |  | No | NEA FY24/25 report (Existing grid substation, FY081-82 capacity): "Lahan"
SS0007 | Lamosangu | Existing | 27.7509 | 85.8413 | Bagmati Province | Sindhupalchok | Sunkoshi Rural Municipality | 132 / 33 | 132/33 (63 MVA) |  | No | NEA FY24/25 report (Existing grid substation, FY081-82 capacity): "Lamosanghu"
SS0008 | Banepa | Existing | 27.6266 | 85.5376 | Bagmati Province | Kabhrepalanchok | Banepa Municipality | 66 / 11 | 66/11 (2x22.5 MVA) |  | No | NEA FY24/25 report (Existing grid substation, FY081-82 capacity): "Banepa"
SS0009 | Bhaktapur | Existing | 27.6746 | 85.4215 | Bagmati Province | Bhaktapur | Bhaktapur Municipality | 66 / 11 | 132/66 (2x49.5 MVA); 132/11 (2x45 MVA) |  | No | NEA FY24/25 report (Existing grid substation, FY081-82 capacity): "Bhaktapur"
SS0010 | Balaju | Existing | 27.7261 | 85.2957 | Bagmati Province | Kathmandu | Nagarjun Municipality | 66 / 11 | 2x22.5MVA |  | No | NEA FY24/25 report (Existing grid substation, FY081-82 capacity): "Balaju"
SS0011 | Siuchatar | Existing | 27.6986 | 85.2772 | Bagmati Province | Kathmandu | Nagarjun Municipality | 132 / 66 | 2x37.8MVA |  | No | NEA FY24/25 report (Existing grid substation, FY081-82 capacity): "Siuchatar"
SS0012 | Chapur | Existing | 27.126 | 85.3529 | Madhesh Province | Rautahat | Chandrapur Municipality | 132 / 33 | 132/33 (2x63 MVA); 33/11 (16.6 MVA) |  | No | NEA FY24/25 report (Existing grid substation, FY081-82 capacity): "Chapur"
SS0013 | Kamane | Existing | 27.3881 | 85.0349 | Bagmati Province | Makawanpur | Hetauda Upamahanagarpalika | 132 |  |  | No
SS0014 | Hetauda | Existing | 27.4426 | 85.0344 | Bagmati Province | Makawanpur | Hetauda Upamahanagarpalika | 132 / 66 |  |  | No
SS0015 | Bharatpur | Existing | 27.6894 | 84.4427 | Bagmati Province | Chitawan | Bharatpur Metropolitan City | 132 |  |  | No
SS0016 | Damauli | Existing | 27.979 | 84.2701 | Gandaki Province | Tanahu | Byas Municipality | 132 | 132/33 (30+15 MVA); 33/11 (16.6+3 MVA) |  | No | NEA FY24/25 report (Existing grid substation, FY081-82 capacity): "Damauli" ¦ NEA FY24/25 report (Under construction, expected 2027/28): "Damauli" ¦ NEA FY24/25 report (Planned/proposed): "Meghauli"
SS0017 | Lekhnath | Existing | 28.1797 | 84.0559 | Gandaki Province | Kaski | Pokhara Lekhnath Metropolitan City | 132 / 33 | 132/33 (30 MVA); 132/11 (22.5+30 MVA) |  | No | NEA FY24/25 report (Existing grid substation, FY081-82 capacity): "Lekhnath" ¦ NEA FY24/25 report (Under construction, expected 2027/28): "Lekhnath"
SS0018 | Pokhara | Existing | 28.204 | 84.0049 | Gandaki Province | Kaski | Pokhara Lekhnath Metropolitan City | 132 / 11 | 132/11 (2x30 MVA) |  | No | NEA FY24/25 report (Existing grid substation, FY081-82 capacity): "Pokhara"
SS0019 | Shyangja | Existing | 28.0851 | 83.8432 | Gandaki Province | Syangja | Putalibazar Municipality | 132 / 33 / 11 | 132/33 (30 MVA); 33/11 (8 MVA) |  | No | NEA FY24/25 report (Existing grid substation, FY081-82 capacity): "Syangja"
SS0020 | Butwal | Existing | 27.669 | 83.4713 | Lumbini Province | Rupandehi | Butwal Upamahanagarpalika | 220 / 132 / 33 |  |  | No
SS0021 | Lamahi | Existing | 27.876 | 82.5216 | Lumbini Province | Dang | Lamahi Municipality | 132 / 33 | 30+63MVA |  | No
SS0022 | Kusum | Existing | 28.0159 | 82.0907 | Lumbini Province | Banke | Rapti Sonari Rural Municipality | 132 / 33 |  |  | No
SS0023 | Hapure | Existing | 28.1822 | 82.1468 | Lumbini Province | Dang | Babai Rural Municipality | 132 / 33 | 30MVA |  | No
SS0024 | Kohalpur | Existing | 28.1851 | 81.6867 | Lumbini Province | Banke | Kohalpur Municipality | 132 / 33 |  |  | No
SS0025 | Lumki | Existing | 28.6252 | 81.1571 | Sudurpashchim Province | Kailali | Lamkichuha Municipality | 132 | 132/33 (2x15 MVA); 33/11 (16.6 MVA) |  | No | NEA FY24/25 report (Existing grid substation, FY081-82 capacity): "Lamki"
SS0026 | Attariya | Existing | 28.8054 | 80.5531 | Sudurpashchim Province | Kailali | Godawari Municipality | 132 / 33 | 132/33 (2x63 MVA); 33/11 (2x16.6 MVA) |  | No | NEA FY24/25 report (Existing grid substation, FY081-82 capacity): "Attaria"
SS0027 | Lalpur-Mahendranagar | Existing | 28.9558 | 80.229 | Sudurpashchim Province | Kanchanpur | Bedkot Municipality | 132 / 33 | 132/33 (3x30 MVA); 33/11 (16.6 MVA) |  | No | NEA FY24/25 report (Existing grid substation, FY081-82 capacity): "Mahendranagar"
SS0028 | Shivapur | Existing | 27.6392 | 82.8623 | Lumbini Province | Kapilbastu | Shivaraj Municipality |  |  |  | No
SS0029 | Kali Gandaki | Existing | 27.9308 | 83.6144 | Gandaki Province | Syangja | Kaligandagi Rural Municipality |  |  |  | No
SS0030 | Gandak- | Existing | 27.4267 | 83.7923 | Lumbini Province | Nawalparasi_W | Pratappur Rural Municipality | 132 / 33 / 11 | 132/33 (2x30 MVA); 33/11 (22.5 MVA) — total 82.5 MVA |  | No | NEA FY24/25 report (Planned/proposed): "Gaidakot"
SS0031 | Marsyangdi- | Existing | 27.8765 | 84.5398 | Gandaki Province | Tanahu | Anbukhaireni Rural Municipality | 132 |  |  | No
SS0032 | Kulekhani II- | Existing | 27.5134 | 85.0478 | Bagmati Province | Makawanpur | Bhimphedi Rural Municipality | 66 | 66/11 (22.5 MVA) |  | No | NEA FY24/25 report (Existing grid substation, FY081-82 capacity): "Kulekhani"
SS0033 | Bhurigaon | Existing | 28.4757 | 81.3174 | Lumbini Province | Bardiya | Thakurbaba Municipality | 132 | 30MVA |  | No
SS0034 | Parwanipur | Existing | 27.0867 | 84.934 | Madhesh Province | Bara | Jitpur Simara Upamahanagarpalika | 132 / 66 | 3x63MVA |  | No
SS0035 | Bhotekohsi | Existing | 27.9135 | 85.9245 | Bagmati Province | Sindhupalchok | Bhotekoshi Rural Municipality |  |  |  | No
SS0036 | Balanch | Existing | 29.6869 | 80.6424 | Sudurpashchim Province | Baitadi | Dilasaini Rural Municipality | 132 / 33 |  |  | No
SS0037 | Kataiya | Existing | 26.4983 | 86.9562 | Koshi Province | Sunsari | Koshi Rural Municipality |  |  |  | No
SS0038 | Pathlaiya | Existing | 27.1727 | 85.0627 | Madhesh Province | Bara | Jitpur Simara Upamahanagarpalika | 132 / 33 |  |  | No
SS0039 | Tanakpur | Existing | 29.0038 | 80.094 | Sudurpashchim Province | Kanchanpur | Mahakali Municipality |  |  |  | No
SS0040 | IN_Raxual | Existing | 26.955 | 84.8412 | Madhesh Province | Parsa | Birgunj Metropolitan City |  |  |  | No
SS0041 | Pahalmanpur | Existing | 28.7095 | 80.876 | Sudurpashchim Province | Kailali | Ghodaghodi Municipality | 132 / 33 / 11 | 132/33 (30 MVA); 33/11 (8 MVA) |  | No | NEA FY24/25 report (Existing grid substation, FY081-82 capacity): "Pahalmanpur"
SS0042 | Chauraha | Existing | 27.6867 | 83.4665 | Lumbini Province | Rupandehi | Butwal Upamahanagarpalika | 132 / 33 / 11 | 132/33 (2x63 MVA); 33/11 (2x22.5 MVA) — total 171 MVA |  | No | NEA FY24/25 report (Planned/proposed): "Auraha"
SS0043 | Modi Kh | Existing | 28.273 | 83.7412 | Gandaki Province | Parbat | Modi Rural Municipality | 132 |  |  | No
SS0044 | Ghorahi s/s | Existing | 27.9717 | 82.4963 | Lumbini Province | Dang | Ghorahi Upamahanagarpalika | 33 / 11 | 24+8MVA |  | No
SS0045 | Tumlingtar | Existing | 27.3103 | 87.2069 | Koshi Province | Sankhuwasabha | Khandbari Municipality | 220 / 132 / 33 | 2x100MVA |  | No
SS0046 | Madhya Marsyangdi | Existing | 28.1414 | 84.44 | Gandaki Province | Lamjung | Sundarbazar Municipality |  |  |  | No
SS0047 | Purbi chitwan | Existing | 27.6066 | 84.6306 | Bagmati Province | Chitawan | Rapti Municipality | 132 | 132/33 (2x30 MVA); 33/11 (16.6 MVA) |  | No | NEA FY24/25 report (Existing grid substation, FY081-82 capacity): "Purbi Chitwan"
SS0048 | sardi | Existing | 27.6613 | 83.8643 | Gandaki Province | Nawalparasi_E | Binayee Tribeni Rural Municipality | 33 |  |  | No
SS0049 | Rupani | Existing | 26.6259 | 86.7167 | Madhesh Province | Saptari | Rupani Rural Municipality | 132 / 33 | 132/33 (63 MVA) |  | No | NEA FY24/25 report (Existing grid substation, FY081-82 capacity): "Rupani"
SS0050 | phidim | Existing | 27.1619 | 87.7539 | Koshi Province | Panchthar | Phidim Municipality | 132 / 33 / 11 | 132/33 (20 MVA); 33/11 (3 MVA) |  | No | NEA FY24/25 report (Existing grid substation, FY081-82 capacity): "Phidim"
SS0051 | Amarpur(Kabeli) | Existing | 27.2657 | 87.7416 | Koshi Province | Panchthar | Hilihang Rural Municipality |  |  |  | No
SS0052 | Syaule | Existing | 29.2868 | 80.6117 | Sudurpashchim Province | Dadeldhura | Amargadhi Municipality | 132 / 33 | 132/33 (30 MVA); 33/11 (8 MVA) |  | No | NEA FY24/25 report (Existing grid substation, FY081-82 capacity): "Syaule"
SS0053 | khimti | Existing | 27.4949 | 86.0985 | Bagmati Province | Ramechhap | Manthali Municipality | 220 / 132 / 33 | 220/132 (3x66.67+100 MVA); 132/33 (2x30 MVA) |  | No | NEA FY24/25 report (Existing grid substation, FY081-82 capacity): "New Khimti"
SS0054 | U Tamakoshi | Existing | 27.8435 | 86.2134 | Bagmati Province | Dolakha | Bigu Rural Municipality |  |  |  | No
SS0055 | Dhungesanu SS | Existing | 27.3588 | 87.5947 | Koshi Province | Taplejung | Maiwakhola Rural Municipality |  |  |  | No
SS0056 | New Basantapur | Existing | 27.1546 | 87.4053 | Koshi Province | Sankhuwasabha | Dharmadevi Municipality | 220 / 132 | 2x100MVA |  | No
SS0057 | Inaruwa 400 kV SS | Existing | 26.6129 | 87.1213 | Koshi Province | Sunsari | Bhokraha Narsingh Rural Municipality | 220 / 132 | 66/11 (10 MVA) |  | No | NEA FY24/25 report (Existing grid substation, FY081-82 capacity): "Indrawati"
SS0058 | Dhalkebar 400/220/132 kV SS | Existing | 26.9423 | 85.951 | Madhesh Province | Dhanusha | Mithila Municipality | 132 / 33 | 400/220 (3x315 MVA); 220/132 (2x315+2x160 MVA); 132/33 (63+30 MVA); 33/11 (2x16.6 MVA) |  | No | NEA FY24/25 report (Existing grid substation, FY081-82 capacity): "Dhalkebar"
SS0059 | New Hetauda | Existing | 27.4294 | 85.0067 | Bagmati Province | Makawanpur | Hetauda Upamahanagarpalika | 400 | 400/220 (3x166.67 MVA); 220/132 (2x160 MVA); 132/11 (10 MVA) |  | No | NEA FY24/25 report (Existing grid substation, FY081-82 capacity): "New Hetauda"
SS0060 | Chapali | Existing | 27.7642 | 85.3584 | Bagmati Province | Kathmandu | Budhanilakantha Municipality | 132 / 66 | 132/11 (2x45 MVA); 132/66 (2x49.5 MVA) |  | No | NEA FY24/25 report (Existing grid substation, FY081-82 capacity): "Chapali"
SS0061 | Markhichowk (New Marsyandi) | Existing | 27.9233 | 84.4994 | Gandaki Province | Tanahu | Anbukhaireni Rural Municipality |  |  |  | No
SS0062 | New Butwal | Existing | 27.5738 | 83.6887 | Lumbini Province | Nawalparasi_W | Sunwal Municipality |  |  |  | No
SS0063 | Motipur | Existing | 27.6923 | 83.1198 | Lumbini Province | Kapilbastu | Banganga Municipality | 132 / 33 | 16MVA |  | No
SS0064 | Sandhikharka | Existing | 27.956 | 83.1406 | Lumbini Province | Arghakhanchi | Sandhikharka Municipality | 132 | 66/11 (10 MVA) |  | No | NEA FY24/25 report (Existing grid substation, FY081-82 capacity): "Panchkhal" ¦ NEA FY24/25 report (Planned/proposed): "Singhdarbar"
SS0065 | Singati | Existing | 27.7422 | 86.1608 | Bagmati Province | Dolakha | Kalinchok Rural Municipality | 132 / 33 | 132/33 (30 MVA) |  | No | NEA FY24/25 report (Existing grid substation, FY081-82 capacity): "Singati"
SS0066 | Matatirtha | Existing | 27.6802 | 85.2406 | Bagmati Province | Kathmandu | Chandragiri Municipality | 220 / 132 | 22.5MVA |  | No | NEA FY24/25 report (Existing grid substation, FY081-82 capacity): "Matatirtha"
SS0067 | Trishuli 3B | Existing | 28.0109 | 85.1823 | Bagmati Province | Nuwakot | Kispang Rural Municipality | 132 |  |  | No
SS0068 | Dana | Existing | 28.5373 | 83.6502 | Gandaki Province | Myagdi | Annapurna Rural Municipality | 220 / 33 | 220/132 (100 MVA); 132/33 (25 MVA) |  | No | NEA FY24/25 report (Existing grid substation, FY081-82 capacity): "Dana"
SS0069 | U Modi A | Existing | 28.3137 | 83.7715 | Gandaki Province | Kaski | Annapurna Rural Municipality | 132 |  |  | No
SS0070 | L Modi Kh | Existing | 28.2196 | 83.7002 | Gandaki Province | Parbat | Kushma Municipality | 132 |  |  | No
SS0071 | Kusma | Existing | 28.2428 | 83.6488 | Gandaki Province | Parbat | Kushma Municipality | 220 / 132 | 220/132 (100 MVA) |  | No | NEA FY24/25 report (Existing grid substation, FY081-82 capacity): "Kushma"
SS0072 | Lahachowk 132 kV SS | Existing | 28.3006 | 83.9288 | Gandaki Province | Kaski | Machhapuchchhre Rural Municipality | 132 / 33 | 30MVA |  | No | NEA FY24/25 report (Existing grid substation, FY081-82 capacity): "Lahachowk"
SS0073 | New Bharatpur | Existing | 27.7145 | 84.4483 | Bagmati Province | Chitawan | Bharatpur Metropolitan City | 220 |  |  | No
SS0074 | Kawasoti | Existing | 27.6696 | 84.1857 | Gandaki Province | Nawalparasi_E | Devchuli Municipality |  |  |  | No
SS0075 | Bardaghat | Existing | 27.5252 | 83.8308 | Lumbini Province | Nawalparasi_W | Bardaghat Municipality | 220 / 33 | 66/33; 66/11 |  | No | NEA FY24/25 report (Existing grid substation, FY081-82 capacity): "Bagmati"
SS0076 | Tingla 1 | Existing | 27.4273 | 86.5869 | Koshi Province | Solukhumbu | Solududhakunda Municipality | 132 / 33 | 25MVA |  | No | NEA FY24/25 report (Existing grid substation, FY081-82 capacity): "Tingla"
SS0077 | Burtibang | Existing | 28.3408 | 83.1477 | Gandaki Province | Baglung | Dhorpatan Municipality | 132 / 33 | 132/33 (30 MVA); 33/11 (16 MVA) |  | No | NEA FY24/25 report (Existing grid substation, FY081-82 capacity): "Burtibang"
SS0078 | Tamghash | Existing | 28.0694 | 83.2129 | Lumbini Province | Gulmi | Resunga Municipality | 132 / 33 | 30+16MVA |  | No
SS0079 | Paudi Amrai | Existing | 28.2203 | 83.2375 | Lumbini Province | Gulmi | Musikot Municipality | 132 / 33 |  |  | No
SS0080 | Mainhaiya 132/33 KV SS | Existing | 27.5375 | 83.4214 | Lumbini Province | Rupandehi | Siyari Rural Municipality |  |  |  | No
SS0081 | Sampatiha 132/33kV SS | Existing | 27.3575 | 83.3745 | Lumbini Province | Rupandehi | Marchawari Rural Municipality |  |  |  | No
SS0082 | Sunawal 132/33kV SS | Existing | 27.6272 | 83.602 | Lumbini Province | Nawalparasi_W | Sunwal Municipality |  |  |  | No
SS0083 | Kulekhani III | Existing | 27.4726 | 85.0397 | Bagmati Province | Makawanpur | Bhimphedi Rural Municipality |  |  |  | No
SS0084 | Mirchaiya | Existing | 26.839 | 86.2353 | Madhesh Province | Siraha | Mirchaiya Municipality | 400 / 132 / 33 | 132/33 (2x30 MVA); 33/11 (16.6 MVA) |  | No | NEA FY24/25 report (Existing grid substation, FY081-82 capacity): "Mirchaiya"
SS0085 | Baneshwor | Existing | 27.2743 | 87.2792 | Koshi Province | Sankhuwasabha | Chainpur Municipality | 220 / 33 | 2x30MVA |  | No | NEA FY24/25 report (Existing grid substation, FY081-82 capacity): "Baneshwor"
SS0086 | Kirtipur 132 kV SS | Existing | 28.25 | 84.4787 | Gandaki Province | Lamjung | Dordi Rural Municipality | 132 / 11 | 132/11 (10 MVA) |  | No | NEA FY24/25 report (Existing grid substation, FY081-82 capacity): "Kirtipur"
SS0087 | Nawalpur 132/33kV SS | Existing | 27.0728 | 85.5869 | Madhesh Province | Sarlahi | Lalbandi Municipality | 132 / 33 | 63MVA |  | No | NEA FY24/25 report (Existing grid substation, FY081-82 capacity): "Nawalpur"
SS0088 | Malekhu 132kV Switching Station | Existing | 27.8112 | 84.8514 | Bagmati Province | Dhading | Siddhalek Rural Municipality |  |  |  | No
SS0089 | Loharpatti | Existing | 26.8045 | 85.8597 | Madhesh Province | Mahottari | Loharpatti Municipality | 132 / 33 | 30MVA |  | No | NEA FY24/25 report (Existing grid substation, FY081-82 capacity): "Loharpatti"
SS0090 | Futung | Existing | 27.7645 | 85.3093 | Bagmati Province | Kathmandu | Tarakeshwor Municipality |  |  |  | No
SS0091 | Garjyang | Existing | 27.6509 | 86.32 | Bagmati Province | Dolakha | Jiri Municipality | 132 / 33 / 11 | 132/33 (30 MVA); 33/11 (8 MVA) |  | No | NEA FY24/25 report (Existing grid substation, FY081-82 capacity): "Garjyang"
SS0092 | Dharan | Future | 26.8686 | 87.3167 | Koshi Province | Dhankuta | Sangurigadhi Rural Municipality | 33 / 11 | 2x6.6MVA |  | No | NEA FY24/25 report (Planned/proposed): "Dharan"
SS0093 | Dumre | Future | 27.9548 | 84.4154 | Gandaki Province | Tanahu | Bandipur Rural Municipality |  |  |  | No
SS0094 | Sunkoshi St2 | Future | 27.3154 | 86.0164 | Bagmati Province | Sindhuli | Golanjor Rural Municipality |  |  |  | No
SS0095 | Jaleswor | Future | 26.6539 | 85.8394 | Madhesh Province | Mahottari | Matihani Municipality |  |  |  | No
SS0096 | Janakpur | Future | 26.7357 | 85.9151 | Madhesh Province | Dhanusha | Janakpur Upamahanagarpalika |  |  |  | No
SS0097 | Amlekhgunj | Future | 27.279 | 84.9925 | Madhesh Province | Bara | Jitpur Simara Upamahanagarpalika | 66 | 132/11 (2x45 MVA) — total 90 MVA |  | No | NEA FY24/25 report (Planned/proposed): "Maharajgunj"
SS0098 | Silibudhi | Future | 26.6389 | 88.3802 | Koshi Province | Jhapa | Mechinagar Municipality |  |  |  | No
SS0099 | Kerabari SS | Future | 28.1388 | 84.6238 | Gandaki Province | Gorkha | Siranchok Rural Municipality |  |  |  | No
SS0100 | IN Muzzafarpur | Future | 26.1993 | 85.3042 | Madhesh Province | Sarlahi | Balara Municipality |  |  |  | No
SS0101 | Chilime | Future | 28.1798 | 85.3077 | Bagmati Province | Rasuwa | Parbati Kunda Rural Municipality | 220 / 132 |  |  | No
SS0102 | Udipur 220/132 | Future | 28.1835 | 84.4272 | Gandaki Province | Lamjung | Besishahar Municipality |  |  |  | No
SS0103 | Khudi | Future | 28.2988 | 84.3786 | Gandaki Province | Lamjung | Marsyangdi Rural Municipality |  |  |  | No
SS0104 | Ratmate | Future | 27.8491 | 85.0502 | Bagmati Province | Nuwakot | Belkotgadhi Municipality |  |  |  | No
SS0105 | Bajhang | Future | 29.6101 | 81.2752 | Sudurpashchim Province | Bajhang | Talkot Rural Municipality |  |  |  | No
SS0106 | Jumla | Future | 29.2746 | 82.186 | Karnali Province | Jumla | Chandannath Municipality |  |  |  | No
SS0107 | Dailekh | Future | 28.8538 | 81.7078 | Karnali Province | Dailekh | Narayan Municipality | 132 / 33 | 132/33 (2x30 MVA); 33/11 (2x22.5 MVA) — total 105 MVA |  | No | NEA FY24/25 report (Under construction, expected 2025/26): "Dailekh"
SS0108 | Surkhet | Future | 28.5638 | 81.6498 | Karnali Province | Surkhet | Birendranagar Municipality | 132 | 132/33 (2x30 MVA) — total 60 MVA |  | No | NEA FY24/25 report (Under construction, expected 2025/26): "Surkhet"
SS0109 | Tamor | Future | 27.5146 | 87.8043 | Koshi Province | Taplejung | Phaktanglung Rural Municipality |  |  |  | No
SS0110 | Bhadrapur | Future | 26.4997 | 87.9968 | Koshi Province | Jhapa | Haldibari Rural Municipality |  |  |  | No
SS0111 | Tulsipur | Future | 28.1324 | 82.3011 | Lumbini Province | Dang | Tulsipur Upamahanagarpalika | 220 / 132 / 33 | 220/132 (2x53.33 MVA); 132/33 (50 MVA) |  | No | NEA FY24/25 report (Existing grid substation, FY081-82 capacity): "Udipur"
SS0112 | Jaynagar | Future | 26.6436 | 86.1585 | Madhesh Province | Dhanusha | Janaknandani Rural Municipality |  |  |  | No
SS0113 | Bodebarsaine | Future | 26.5635 | 86.5687 | Madhesh Province | Saptari | Bode Barsain Municipality | 132 / 33 | 132/33 (2x30 MVA) — total 60 MVA |  | No | NEA FY24/25 report (Planned/proposed): "Bodebarsain"
SS0114 | BETAN | Future | 28.8824 | 81.2288 | Karnali Province | Surkhet | Chaukune Rural Municipality |  |  |  | No
SS0115 | Humla SS | Future | 29.6265 | 81.7784 | Karnali Province | Humla | Tanjakot Rural Municipality |  |  |  | No
SS0116 | Manang | Future | 28.5322 | 84.3456 | Gandaki Province | Manang | Nashong Rural Municipality |  |  |  | No
SS0117 | Up Balephi | Future | 27.9567 | 85.7871 | Bagmati Province | Sindhupalchok | Jugal Rural Municipality |  |  |  | No
SS0118 | Lapsephedi | Future | 27.7503 | 85.5071 | Bagmati Province | Kathmandu | Shankharapur Municipality |  |  |  | No
SS0119 | Samundratar | Future | 27.9272 | 85.3916 | Bagmati Province | Nuwakot | Dupcheshwar Rural Municipality | 132 / 33 |  |  | No
SS0120 | Dododhara | Future | 28.6912 | 81.0399 | Sudurpashchim Province | Kailali | Bardagoriya Rural Municipality |  |  |  | No
SS0121 | IN Purnia | Future | 26.0595 | 87.6496 | Koshi Province | Morang | Ratuwamai Municipality |  |  |  | No
SS0122 | Tingla New | Future | 27.4138 | 86.5913 | Koshi Province | Solukhumbu | Solududhakunda Municipality |  |  |  | No
SS0123 | New Lamahi | Future | 27.89 | 82.4232 | Lumbini Province | Dang | Lamahi Municipality |  |  |  | No
SS0124 | WEST SETI | Future | 29.2952 | 80.7673 | Sudurpashchim Province | Doti | Shikhar Municipality |  |  |  | No
SS0125 | Phukot | Future | 29.1693 | 81.6121 | Karnali Province | Kalikot | Sanni Tribeni Rural Municipality |  |  |  | No
SS0126 | Bafikot | Future | 28.6709 | 82.4537 | Karnali Province | Rukum_W | Musikot Municipality |  |  |  | No
SS0127 | Sisne | Future | 28.673 | 82.694 | Lumbini Province | Rukum_E | Putha Uttarganga Rural Municipality |  |  |  | No
SS0128 | Nalgad SS | Future | 28.7873 | 82.3448 | Karnali Province | Jajarkot | Tribeni Nalagad Municipality |  |  |  | No
SS0129 | New Damauli | Future | 27.9676 | 84.2948 | Gandaki Province | Tanahu | Byas Municipality |  |  |  | No
SS0130 | Mainatada | Future | 28.4289 | 81.8253 | Karnali Province | Surkhet | Bheriganga Municipality |  |  |  | No
SS0131 | Dunai | Future | 28.9362 | 82.9008 | Karnali Province | Dolpa | Thuli Bheri Municipality |  |  |  | No
SS0132 | Daiji | Future | 28.9899 | 80.3132 | Sudurpashchim Province | Kanchanpur | Bedkot Municipality |  |  |  | No
SS0133 | Gumda | Future | 28.213 | 84.8291 | Gandaki Province | Gorkha | Dharche Rural Municipality |  |  |  | No
SS0134 | Haitar | Future | 27.6258 | 87.3556 | Koshi Province | Sankhuwasabha | Makalu Rural Municipality |  |  |  | No
SS0135 | L Balephi | Future | 27.8685 | 85.7607 | Bagmati Province | Sindhupalchok | Jugal Rural Municipality |  |  |  | No
SS0136 | U BudhiG | Future | 28.446 | 84.9019 | Gandaki Province | Gorkha | Chum Nubri Rural Municipality |  |  |  | No
SS0137 | Borang | Future | 28.1603 | 85.0476 | Bagmati Province | Dhading | Rubi Valley Rural Municipality |  |  |  | No
SS0138 | Tribeni SS | Future | 28.9769 | 82.5417 | Karnali Province | Rukum_W | Aathbiskot Municipality |  |  |  | No
SS0139 | Pancheswor | Future | 29.4419 | 80.2536 | Sudurpashchim Province | Baitadi | Pancheshwar Rural Municipality |  |  |  | No
SS0140 | Kusma Tapping | Future | 28.2188 | 83.6348 | Gandaki Province | Baglung | Baglung Municipality | 220 / 132 |  |  | No
SS0141 | U Balanch | Future | 29.7834 | 80.8315 | Sudurpashchim Province | Darchula | Apihimal Rural Municipality | 132 / 33 |  |  | No
SS0142 | MEWA | Future | 27.5182 | 87.6145 | Koshi Province | Taplejung | Mikwakhola Rural Municipality |  |  |  | No
SS0143 | Inkhu | Future | 27.4809 | 86.7613 | Koshi Province | Solukhumbu | Sotang Rural Municipality |  |  |  | No
SS0144 | Dudhkoshi-4 | Future | 27.5647 | 86.6872 | Koshi Province | Solukhumbu | Dudhkoshi Rural Municipality |  |  |  | No
SS0145 | U-Dudhkoshi | Future | 27.6842 | 86.7169 | Koshi Province | Solukhumbu | Khumbupasanglahmu Rural Municipality |  |  |  | No
SS0146 | Lapang | Future | 27.9959 | 84.9231 | Bagmati Province | Dhading | Tripura Sundari Rural Municipality |  |  |  | No
SS0147 | Lamabagar SS | Future | 27.9009 | 86.2127 | Bagmati Province | Dolakha | Bigu Rural Municipality | 132 / 33 / 11 | 132/33 (2x30 MVA); 33/11 (16 MVA) — total 76 MVA |  | No | NEA FY24/25 report (Planned/proposed): "Safebagar"
SS0148 | Anarmani 400kV SS | Future | 26.5411 | 87.9416 | Koshi Province | Jhapa | Haldibari Rural Municipality |  |  |  | No
SS0149 | Budhiganga SS | Future | 29.2587 | 81.233 | Sudurpashchim Province | Achham | Sanphebagar Municipality |  |  |  | No
SS0150 | Chapartola SS | Future | 29.0299 | 81.0124 | Sudurpashchim Province | Doti | Bogtan Rural Municipality |  |  |  | No
SS0151 | Nijgad SS | Future | 27.1728 | 85.2107 | Madhesh Province | Bara | Nijgadh Municipality |  |  |  | No
SS0152 | Harnaiya SS | Future | 26.9319 | 85.0741 | Madhesh Province | Bara | Suwarna Rural Municipality |  |  |  | No
SS0153 | Nepalgaung SS | Future | 28.1304 | 81.5762 | Lumbini Province | Banke | Khajura Rural Municipality |  |  |  | No
SS0154 | Punarbas | Future | 28.7452 | 80.4108 | Sudurpashchim Province | Kanchanpur | Laljhadi Rural Municipality |  |  |  | No
SS0155 | Dhangadi ss | Future | 28.7498 | 80.5598 | Sudurpashchim Province | Kailali | Dhangadhi Upamahanagarpalika | 220 / 132 / 33 | 220/132 (2x160 MVA); 132/33 (2x63 MVA) — total 446 MVA |  | No | NEA FY24/25 report (Planned/proposed): "Dhaubadi" ¦ NEA FY24/25 report (Planned/proposed): "Dhangadhi"
SS0156 | Balganga ss | Future | 26.7021 | 86.0737 | Madhesh Province | Dhanusha | Bideha Municipality | 132 / 33 | 132/33 (2x63 MVA) — total 126 MVA |  | No | NEA FY24/25 report (Under construction, expected 2025/26): "Balganga"
SS0157 | Dudhkoshi | Future | 27.1415 | 86.6396 | Koshi Province | Khotang | Halesi Tuwachung Municipality |  |  |  | No
SS0158 | Okhaldhunga ss | Future | 27.3171 | 86.501 | Koshi Province | Okhaldhunga | Siddhicharan Municipality | 33 / 11 | 2x1.5MVA |  | No
SS0159 | Sukhipur SS | Future | 26.7062 | 86.4223 | Madhesh Province | Siraha | Laxmipur Patari Rural Municipality | 132 / 33 | 132/33 (2x30 MVA) — total 60 MVA |  | No | NEA FY24/25 report (Planned/proposed): "Sukhipur"
SS0160 | Gausala | Future | 26.9222 | 85.7405 | Madhesh Province | Mahottari | Gaushala Municipality |  |  |  | No
SS0161 | New Biratnagar | Future | 26.4264 | 87.2668 | Koshi Province | Morang | Biratnagar Metropolitan City |  |  |  | No
SS0162 | Likhu | Future | 27.5271 | 86.3595 | Koshi Province | Solukhumbu | Likhupike Rural Municipality |  |  |  | No
SS0163 | Dandakhet | Future | 28.4265 | 83.3857 | Gandaki Province | Myagdi | Malika Rural Municipality |  |  |  | No
SS0164 | Rahughat | Future | 28.3731 | 83.5767 | Gandaki Province | Parbat | Jaljala Rural Municipality |  |  |  | No
SS0165 | Parsauni 132 kV SS | Future | 27.0379 | 84.914 | Madhesh Province | Bara | Parwanipur Rural Municipality | 132 / 33 / 11 | 132/33 (2x100 MVA); 33/11 (2x24 MVA) — total 248 MVA |  | No | NEA FY24/25 report (Under construction, expected 2025/26): "Parsauni"
SS0166 | Mulpani Tapping | Future | 27.7039 | 85.3996 | Bagmati Province | Bhaktapur | Changunarayan Municipality | 11 |  |  | No
SS0167 | Palpa 220 kV (Kaligandaki Hub) | Future | 27.841 | 83.5799 | Lumbini Province | Palpa | Bagnaskali Rural Municipality | 220 / 132 / 33 / 11 | 220/132 (53.33 MVA); 132/33 (2x63 MVA); 33/11 (2x16 MVA) — total 478 MVA |  | No | NEA FY24/25 report (Planned/proposed): "Palpa"
SS0168 | Uttar Ganga LILO | Future | 28.3771 | 83.0571 | Gandaki Province | Baglung | Nisikhola Rural Municipality |  |  |  | No
SS0169 | Rangeli 220 kV SS | Future | 26.455 | 87.4925 | Koshi Province | Morang | Rangeli Municipality |  |  |  | No
SS0170 | Gulariya SS | Future | 28.2435 | 81.3316 | Lumbini Province | Bardiya | Gulariya Municipality |  |  |  | No
SS0171 | Keraun 220 kV SS | Future | 26.5632 | 87.5305 | Koshi Province | Morang | Kanepokhari Rural Municipality |  |  |  | No
SS0172 | Belbari 220 kV SS | Future | 26.7776 | 87.4786 | Koshi Province | Morang | Letang Municipality |  |  |  | No
SS0173 | Gauriganj 220 kV SS | Future | 26.447 | 87.7114 | Koshi Province | Jhapa | Gauriganj Rural Municipality | 132 / 33 / 11 | 132/33 (30 MVA); 33/11 (16 MVA) — total 46 MVA |  | No | NEA FY24/25 report (Planned/proposed): "Ghartigaun"
SS0174 | Kawasoti 220 kV | Future | 27.6795 | 84.1861 | Gandaki Province | Nawalparasi_E | Devchuli Municipality |  |  |  | No
SS0175 | Purbi chitwan 220 kV | Future | 27.63 | 84.6297 | Bagmati Province | Chitawan | Rapti Municipality | 132 |  |  | No
SS0176 | Shivapur 220 kV | Future | 27.6056 | 82.8489 | Lumbini Province | Kapilbastu | Shivaraj Municipality |  |  |  | No
SS0177 | Betahani SS | Future | 28.0354 | 81.727 | Lumbini Province | Banke | Duduwa Rural Municipality |  |  |  | No
SS0178 | Jagatpur 220 kV | Future | 27.5951 | 84.3235 | Bagmati Province | Chitawan | Bharatpur Metropolitan City |  |  |  | No
SS0179 | Dukuchhap | Future | 27.5979 | 85.3086 | Bagmati Province | Lalitpur | Godawari Municipality |  |  |  | No
SS0180 | New Mirchaiya SS | Future | 26.8393 | 86.2532 | Madhesh Province | Siraha | Mirchaiya Municipality |  |  |  | No
SS0181 | Tinpiple | Future | 27.7769 | 85.2738 | Bagmati Province | Kathmandu | Tarakeshwor Municipality |  |  |  | No
SS0182 | Kapan Gumba | Future | 27.7539 | 85.3733 | Bagmati Province | Kathmandu | Budhanilakantha Municipality |  |  |  | No
SS0183 | Sirutar | Future | 27.65 | 85.3892 | Bagmati Province | Bhaktapur | Suryabinayak Municipality | 132 / 11 | 132/11 (2x30 MVA) — total 60 MVA |  | No | NEA FY24/25 report (Planned/proposed): "Sirutar"
SS0184 | Sukdevchaur | Future | 26.8663 | 85.2786 | Madhesh Province | Rautahat | Paroha Municipality | 132 / 33 | 132/33 (2x63+25 MVA) — total 151 MVA |  | No | NEA FY24/25 report (Planned/proposed): "Sukhdevchaur"
SS0185 | Salimpur | Future | 26.8859 | 85.5655 | Madhesh Province | Sarlahi | Malangawa Municipality | 132 / 33 / 11 | 132/33 (2x30 MVA); 33/11 (24 MVA) — total 84 MVA |  | No | NEA FY24/25 report (Under construction, expected 2025/26): "Salimpur"
SS0186 | Madichaur (Khungri) | Under Construction | 28.2061 | 82.6936 | Lumbini Province | Rolpa | Suwarnabati Rural Municipality | 132 / 33 |  |  | No
SS0187 | Ridi | Under Construction | 27.9389 | 83.4306 | Lumbini Province | Palpa | Tansen Municipality | 132 / 33 / 11 | 132/33 (30 MVA); 33/11 (8 MVA) — total 38 MVA |  | No | NEA FY24/25 report (Under construction, expected 2025/26): "Ridi"
SS0188 | Chobhar 132/33kV SS | Under Construction | 27.6584 | 85.2854 | Bagmati Province | Kathmandu | Kirtipur Municipality |  |  |  | No
SS0189 | Pokhariya | Under Construction | 27.076 | 84.7634 | Madhesh Province | Parsa | Pokhariya Municipality | 132 / 33 |  |  | No
SS0190 | Blephi | Under Construction | 27.8943 | 85.7989 | Bagmati Province | Sindhupalchok | Jugal Rural Municipality |  |  |  | No
SS0191 | SitalPati | Under Construction | 27.4019 | 87.1336 | Koshi Province | Sankhuwasabha | Khandbari Municipality | 220 | 220/132 (33.33 MVA) — total 224 MVA |  | No | NEA FY24/25 report (Under construction, expected 2025/26): "Sitalpati"
SS0192 | Barhabise | Under Construction | 27.7926 | 85.907 | Bagmati Province | Sindhupalchok | Barhabise Municipality | 220 / 132 / 11 | 220/132 (53.33 MVA); 132/11 (5 MVA) — total 165 MVA |  | No | NEA FY24/25 report (Under construction, expected 2025/26): "Barhabise"
SS0193 | Hakui 132/33kV SS | Under Construction | 27.5179 | 83.6029 | Lumbini Province | Nawalparasi_W | Ramgram Municipality | 132 / 33 / 11 | 132/33 (2x100 MVA); 33/11 (16.5 MVA) — total 216.5 MVA |  | No | NEA FY24/25 report (Under construction, expected 2025/26): "Hakui"
SS0194 | Changunarayan | Under Construction | 27.7264 | 85.4304 | Bagmati Province | Kathmandu | Kageshwori Manahora Municipality |  |  |  | No
SS0195 | Keraun 132 kV SS | Under Construction | 26.5704 | 87.4936 | Koshi Province | Morang | Kanepokhari Rural Municipality |  |  |  | No
SS0196 | Biratnagar | Under Construction | 26.4555 | 87.2311 | Koshi Province | Sunsari | Barju Rural Municipality | 132 / 33 / 11 | 132/33 (2x63 MVA); 33/11 (16 MVA) — total 142 MVA |  | No | NEA FY24/25 report (Under construction, expected 2025/26): "Biratnagar" ¦ NEA FY24/25 report (Planned/proposed): "Ratnapark"
SS0197 | Birauta | Under Construction | 28.2006 | 83.9071 | Gandaki Province | Kaski | Pokhara Lekhnath Metropolitan City | 132 / 33 | 132/11 (2x30 MVA) — total 60 MVA |  | No | NEA FY24/25 report (Planned/proposed): "Birauta"
SS0198 | Arun III | Under Construction | 27.5097 | 87.2008 | Koshi Province | Sankhuwasabha | Chichila Rural Municipality |  |  |  | No
SS0200 | Simara | Existing | 27.1024 | 85.0395 | Madhesh Province | Bara |  | 66 / 11 |  |  | Yes
SS0201 | Salempur Chowk | Under Construction | 26.6518 | 86.3393 | Madhesh Province | Siraha |  | 132 |  |  | Yes
SS0202 | Harnaha | Existing | 26.9269 | 85.298 | Madhesh Province | Rautahat |  | 132 / 33 |  |  | Yes
SS0203 | New Chabahil | Existing | 27.7286 | 85.3643 | Bagmati Province | Kathmandu |  | 66 / 11 | 66/11 (4x22.5 MVA) |  | Yes | NEA FY24/25 report (Existing grid substation, FY081-82 capacity): "New Chabel"
SS0204 | Lainchaur | Existing | 27.6864 | 85.3797 | Bagmati Province | Kathmandu |  | 66 / 11 | 66/11 (2x30 MVA) |  | Yes | NEA FY24/25 report (Existing grid substation, FY081-82 capacity): "Lainchour"
SS0205 | K3 | Existing | 27.6591 | 85.3696 | Bagmati Province | Kathmandu |  | 66 / 11 | 2x22.5MVA |  | Yes | NEA FY24/25 report (Existing grid substation, FY081-82 capacity): "K3"
SS0207 | Teku | Existing | 27.6934 | 85.4099 | Bagmati Province | Kathmandu |  | 66 / 11 | 132/11 (2x45 MVA); 66/11 (2x45 MVA) |  | Yes | NEA FY24/25 report (Existing grid substation, FY081-82 capacity): "Teku"
SS0208 | New Patan | Existing | 27.5387 | 85.3452 | Bagmati Province | Lalitpur |  | 66 / 11 | 66/11 (4x30 MVA) |  | Yes | NEA FY24/25 report (Existing grid substation, FY081-82 capacity): "New Patan"
SS0209 | Thanachi | Under Construction | 28.6825 | 84.2511 | Gandaki Province | Manang |  | 220 |  |  | Yes
SS0210 | Markichowk | Existing | 27.923 | 84.2193 | Gandaki Province | Tanahu |  | 220 | 220/132 (5x53.33 MVA); 132/33 (12 MVA) |  | Yes | NEA FY24/25 report (Existing grid substation, FY081-82 capacity): "Markichowk"
SS0211 | Chandrauta | Existing | 27.6552 | 82.9526 | Lumbini Province | Kapilbastu |  | 132 / 33 | 12.5+30MVA |  | Yes
SS0212 | Birgunj | Under Construction |  |  | Madhesh Province | Parsa |  | 132 / 66 | 132/66 (2x100 MVA) — total 200 MVA |  | Yes | New from NEA FY24/25 report (Under construction, expected 2025/26). Coordinates not yet known — please supply exact lat/lon.

## Transmission Lines
ID | Label | From Substation | To Substation | Voltage (kV) | Stage | Expected Completion Year | Circuit | Conductor | Length (km) | Province(s) | Line Classification | District(s) | Notes
TL0001 | Kusum - Hapure - 132 kV | Kusum | Hapure | 132 | Existing |  | Single | Bear | 19.25 | Lumbini Province | Intra-provincial | Banke, Dang | NEA FY24/25 report (Existing 132kV): "Kusum-Hapure", 250 sq.mm
TL0002 | Jhimruk - Lamahi - 132 kV | Jhimruk | Lamahi | 132 | Existing |  | Single | Dog | 45.5 | Lumbini Province | Intra-provincial | Pyuthan, Dang
TL0003 | Attariya -Syaule - 132 kV | Attariya | Syaule | 132 | Existing |  | Double | Bear | 62.89 | Sudurpashchim Province | Intra-provincial | Doti, Dadeldhura, Kailali | NEA FY24/25 report (Existing 132kV): "Chameliya- Syaule- Attaria", 250 sq.mm
TL0004 | Syaule -Chameliya - 132 kV | Syaule | Chameliya | 132 | Existing |  | Double | Bear | 66.66 | Sudurpashchim Province | Intra-provincial | Dadeldhura, Baitadi, Darchula | NEA FY24/25 report (Existing 132kV): "Chameliya- Syaule- Attaria", 250 sq.mm
TL0005 | Lamosangu - Bhotekohsi - 132 kV | Lamosangu | Bhotekohsi | 132 | Existing |  | Single | Bear | 24.88 | Bagmati Province | Intra-provincial | Sindhupalchok
TL0006 | Khimti - Lamosangu - 132 kV | Khimti | Lamosangu | 132 | Existing |  | Single | ACCC Cordoba | 45.89 | Bagmati Province | Intra-provincial | Ramechhap, Dolakha, Sindhupalchok
TL0007 | Bhaktapur- Lamosangu - 132 kV | Bhaktapur | Lamosangu | 132 | Existing |  | Double | Bear | 48.5 | Bagmati Province | Intra-provincial | Kabhrepalanchok, Sindhupalchok, Bhaktapur
TL0008 | Mulpani Tapping - Chapali - 132 kV | Mulpani Tapping | Chapali | 132 | Existing |  | Double | Bear | 8.25 | Bagmati Province | Intra-provincial | Bhaktapur, Kathmandu
TL0009 | Matatirtha - Siuchatar - 132 kV | Matatirtha | Siuchatar | 132 | Existing |  | Double | ACCC Cordoba | 4.44 | Bagmati Province | Intra-provincial | Kathmandu
TL0010 | Siuchatar - Balaju - 132 kV | Siuchatar | Balaju | 132 | Existing |  | Single | ACCC Amsterdam | 4.38 | Bagmati Province | Intra-provincial | Kathmandu
TL0011 | Balaju-Chapali - 132 kV | Balaju | Chapali | 132 | Existing |  | Double | Bear | 10.03 | Bagmati Province | Intra-provincial | Kathmandu
TL0012 | Bhaktapur - Mulpani Tapping - 132 kV | Bhaktapur | Mulpani Tapping | 132 | Existing |  | Double | Bear | 3.96 | Bagmati Province | Intra-provincial | Bhaktapur
TL0013 | Bardghat - Bharatpur - 132 kV | Bardghat | Bharatpur | 132 | Existing |  | Single | Panther | 28.79 | Bagmati Province, Gandaki Province | Inter-provincial | Chitawan, Nawalparasi_E
TL0014 | Bardghat - Kawasoti - 132 kV | Bardghat | Kawasoti | 132 | Existing |  | Single | Panther | 46.58 | Gandaki Province, Lumbini Province | Inter-provincial | Nawalparasi_E, Nawalparasi_W
TL0015 | Bardaghat- Gandak - 132 kV | Gandak | Bardaghat | 132 | Existing |  | Double | Panther | 15.81 | Lumbini Province | Intra-provincial | Nawalparasi_W
TL0016 | Marsyandi Tap Third Trisuli Nadi - 132 kV |  |  | 132 | Existing |  | Single | Duck | 28.07 | Bagmati Province, Gandaki Province | Inter-provincial | Gorkha, Chitawan, Tanahu, Dhading
TL0017 | Marsyandi - Siuchatar - 132 kV | Marsyandi | Siuchatar | 132 | Existing |  | Single | Duck | 52.82 | Bagmati Province | Intra-provincial | Kathmandu, Dhading
TL0018 | Kulekhani II - Matatirtha - 132 kV | Kulekhani II | Matatirtha | 132 | Existing |  | Double | Bear | 28.56 | Bagmati Province | Intra-provincial | Makawanpur, Kathmandu
TL0019 | Hetauda - Kulekhani II - 132 kV | Hetauda | Kulekhani II | 132 | Existing |  | Double | Bear | 8.21 | Bagmati Province | Intra-provincial | Makawanpur
TL0020 | New Hetauda - Bharatpur - 132 kV | New Hetauda | Bharatpur | 132 | Existing |  | Single | Panther | 70.98 | Bagmati Province | Intra-provincial | Makawanpur, Chitawan
TL0021 | Chandranigapur - Dhalkebar - 132 kV | Chandranigapur | Dhalkebar | 132 | Existing |  | Double | Bear | 69.6 | Madhesh Province | Intra-provincial | Dhanusha, Mahottari, Sarlahi, Rautahat
TL0022 | Parwanipur - Pathlaiya - 132 kV | Parwanipur | Pathlaiya | 132 | Existing |  | Double | Bear | 16.71 | Madhesh Province | Intra-provincial | Bara | NEA FY24/25 report (Existing 220kV): "Marsyandi (Markichowk)-Matatirtha", 500 sq.mm
TL0023 | Pathaliya - Chandranigapur - 132 kV | Pathaliya | Chandranigapur | 132 | Existing |  | Double | Bear | 30.68 | Madhesh Province | Intra-provincial | Rautahat, Bara
TL0024 | Pathlaiya - Kamane - 132 kV | Pathlaiya | Kamane | 132 | Existing |  | Double | ACCC Cordoba | 30.1 | Madhesh Province, Bagmati Province | Inter-provincial | Bara, Makawanpur
TL0025 | Kamane - Hetauda - 132 kV | Kamane | Hetauda | 132 | Existing |  | Double | ACCC Cordoba | 6.55 | Bagmati Province | Intra-provincial | Makawanpur
TL0026 | Bharatpur - Marsyangdi - 132 kV | Bharatpur | Marsyangdi | 132 | Existing |  | Single | Duck | 25.56 | Bagmati Province, Gandaki Province | Inter-provincial | Chitawan, Tanahu
TL0027 | Shivapur - Butwal - 132 kV | Shivapur | Butwal | 132 | Existing |  | Double | Bear | 63.44 | Lumbini Province | Intra-provincial | Kapilbastu, Rupandehi
TL0028 | Shivapur - Lamahi - 132 kV | Shivapur | Lamahi | 132 | Existing |  | Double | Bear | 50.47 | Lumbini Province | Intra-provincial | Kapilbastu, Arghakhanchi, Dang
TL0029 | Kusum - Lamahi - 132 kV | Kusum | Lamahi | 132 | Existing |  | Double | Bear | 47.6 | Lumbini Province | Intra-provincial | Banke, Dang
TL0030 | Kohalpur - Kusum - 132 kV | Kohalpur | Kusum | 132 | Existing |  | Double | Bear | 48.46 | Lumbini Province | Intra-provincial | Banke
TL0031 | Butwal - Kali Gandaki - 132 kV | Butwal | Kali Gandaki | 132 | Existing |  | Double | Duck | 39.4 | Lumbini Province, Gandaki Province | Inter-provincial | Rupandehi, Palpa, Syangja
TL0032 | Kaligandaki A - Syanja - 132 kV | Kaligandaki A | Syangja | 132 | Existing |  | Double | Duck | 32.84 | Lumbini Province, Gandaki Province | Inter-provincial | Palpa, Syangja
TL0033 | Damauli - Lekhnath - 132 kV | Damauli | Lekhnath | 132 | Existing | 2027/28 | Single | Wolf | 38.76 | Gandaki Province | Intra-provincial | Tanahu, Kaski | NEA FY24/25 report (Under Construction 220kV): "Lekhnath-Damauli", 500 sq.mm
TL0034 | Syangja - Lekhnath - 132 kV | Syangja | Lekhnath | 132 | Existing |  | Double | Duck | 32.94 | Gandaki Province | Intra-provincial | Syangja, Kaski
TL0035 | Kohalpur - Bhurigaon - 132 kV | Kohalpur | Bhurigaon | 132 | Existing |  | Double | Bear | 55.38 | Lumbini Province | Intra-provincial | Banke, Bardiya
TL0036 | Attariya - Pahalmanpur - 132 kV | Attariya | Pahalmanpur | 132 | Existing |  | Double | Bear | 35.22 | Sudurpashchim Province | Intra-provincial | Kailali
TL0037 | Mahendranagar - Attariya - 132 kV | Mahendranagar | Attariya | 132 | Existing |  | Double | Bear | 36.77 | Sudurpashchim Province | Intra-provincial | Kailali, Kanchanpur
TL0038 | Lalpur-Mahendranagar - Tanakpur - 132 kV | Lalpur-Mahendranagar | Tanakpur | 132 | Existing |  | Single | Bear | 14.74 | Sudurpashchim Province | Cross-border | Kanchanpur
TL0039 | Bharatpur - Damauli - 132 kV | Bharatpur | Damauli | 132 | Existing |  | Single | ACCC Copenhegan | 43.62 | Bagmati Province, Gandaki Province | Inter-provincial | Chitawan, Tanahu
TL0040 | Lumki- Bhurigaon - 132 kV |  |  | 132 | Existing |  | Double | Bear | 33.94 | Lumbini Province, Sudurpashchim Province | Inter-provincial | Bardiya, Kailali
TL0041 | Lumki - Pahalmanpur - 132 kV | Lumki | Pahalmanpur | 132 | Existing |  | Double | Bear | 28.96 | Sudurpashchim Province | Intra-provincial | Kailali
TL0042 | L Modi Kh - Modi Kh - 132 kV | L Modi Kh | Modi Kh | 132 | Existing |  | Single | Bear | 7.58 | Gandaki Province | Intra-provincial | Parbat
TL0043 | Pokhara- Modi - 132 kV |  |  | 132 | Existing |  | Single | Bear | 37.15 | Gandaki Province | Intra-provincial | Parbat, Kaski
TL0044 | Lekhnath- Pokhara - 132 kV |  |  | 132 | Existing |  | Single | ACCC Copenhegan | 5.8 | Gandaki Province | Intra-provincial | Kaski
TL0045 | Butwal- Bardghat - 132 kV |  |  | 132 | Existing |  | Double | Bear | 35.83 | Lumbini Province | Intra-provincial | Nawalparasi_W, Rupandehi
TL0046 | Marsyangdi - Markhichowk (new Marsyandi) - 132 kV | Marsyangdi | Markhichowk (new Marsyandi) | 132 | Existing |  |  |  | 7.04 | Gandaki Province | Intra-provincial | Tanahu
TL0047 | Markhichowk (new Marsyandi) - Madhya Marsyangdi - 132 kV | Markhichowk (new Marsyandi) | Madhya Marsyangdi | 132 | Existing |  | Double | Cardinal | 31.16 | Gandaki Province | Intra-provincial | Gorkha, Tanahu, Lamjung
TL0048 | Kataiya - Kusaha - 132 kV | Kataiya | Kusaha | 132 | Existing |  | Double | Bear | 15.85 | Koshi Province | Cross-border | Sunsari | NEA FY24/25 report (Existing 132kV): "Kusaha-Kataiya (Cross Border-Nepal Portion)", 250 sq.mm
TL0049 | Kusaha- Inaruwa - 132 kV |  |  | 132 | Existing |  | Double | ACCC Cordoba | 10.59 | Koshi Province | Intra-provincial | Sunsari
TL0050 | Inaruwa -Duhabi - 132 kV |  |  | 132 | Existing |  | Double | ACCC Cordoba | 17.13 | Koshi Province | Intra-provincial | Sunsari
TL0051 | Kusaha - Rupani - 132 kV | Kusaha | Rupani | 132 | Existing |  | Double | Bear | 34.95 | Koshi Province, Madhesh Province | Inter-provincial | Sunsari, Saptari
TL0052 | Lahan -Rupani - 132 kV |  |  | 132 | Existing |  | Double | Bear | 27.28 | Madhesh Province | Intra-provincial | Saptari, Siraha
TL0053 | Duahbi- Damak - 132 kV |  |  | 132 | Existing |  | Single | Bear | 49.23 | Koshi Province | Intra-provincial | Morang, Sunsari, Jhapa
TL0054 | Damak- Anarmabi - 132 kV |  |  | 132 | Existing |  | Single | Bear | 26.58 | Koshi Province | Intra-provincial | Jhapa
TL0055 | Lahan - Mirchaiya - 132 kV | Lahan | Mirchaiya | 132 | Existing |  | Double | Bear | 27.69 | Madhesh Province | Intra-provincial | Siraha
TL0056 | Mirchaiya - Dhalkebar 400/220/132 kV SS - 132 kV | Mirchaiya | Dhalkebar 400/220/132 kV SS | 132 | Existing |  | Double | Bear | 31.82 | Madhesh Province | Intra-provincial | Siraha, Dhanusha
TL0057 | Duhabi Disel - Duhabi - 132 kV | Duhabi Disel | Duhabi | 132 | Existing |  |  |  | 1.11 | Koshi Province | Intra-provincial | Sunsari
TL0058 | Kalig A - Kali Gandaki - 132 kV | Kalig A | Kali Gandaki | 132 | Existing |  |  |  | 1.68 | Gandaki Province, Lumbini Province | Inter-provincial | Syangja, Palpa
TL0059 | Ghorahi S/s - Lamahi - 132 kV | Ghorahi S/s | Lamahi | 132 | Existing |  | Double | BEAR | 12.5 | Lumbini Province | Intra-provincial | Dang | NEA FY24/25 report (Existing 132kV): "Lamahi Ghorahi", 250 sq.mm
TL0060 | Motipur - Sandhikharka - 132 kV | Motipur | Sandhikharka | 132 | Existing |  | Double | BEAR | 32.89 | Lumbini Province | Intra-provincial | Kapilbastu, Arghakhanchi | NEA FY24/25 report (Existing 132kV): "Motipur-Sandhikharka-Tamghas", 250 sq.mm
TL0061 | L Modi Kh - Kusma - 132 kV | L Modi Kh | Kusma | 132 | Existing | 2025/26 | Single | BEAR | 5.66 | Gandaki Province | Intra-provincial | Parbat | NEA FY24/25 report (Existing 132kV): "Kushma -Lower Modi", 250 sq.mm ¦ NEA FY24/25 report (Under Construction 132kV): "Kushma -Lower Modi -Modi", 250 sq.mm
TL0062 | Sardi - Bardaghat - 132 kV | Sardi | Bardaghat | 132 | Existing |  | Double | BEAR | 15.49 | Gandaki Province, Lumbini Province | Inter-provincial | Nawalparasi_E, Nawalparasi_W | NEA FY24/25 report (Existing 132kV): "Bardaghat-Sardi", 250 sq.mm
TL0063 | Modi Kh - Lahachowk 132 kV SS - 132 kV | Modi Kh | Lahachowk 132 kV SS | 132 | Existing |  |  |  | 12.23 | Gandaki Province | Intra-provincial | Parbat, Kaski
TL0064 | Parwanipur - IN Raxual - 132 kV | Parwanipur | IN Raxual | 132 | Existing |  | Double | BEAR | 17.3 | Madhesh Province | Cross-border | Bara, Parsa | NEA FY24/25 report (Existing 132kV): "Raxual-Parwanipur (Cross Border-Nepal Portion)", 250 sq.mm ¦ NEA FY24/25 report (Existing 220kV): "Koshi Corridor (Inaruwa-Basantapur-Baneshwor-Tumlingtar)", 500 sq.mm ¦ NEA FY24/25 report (Planned 220kV): "Koshi Corridor (Inaruwa-Basantapur-Baneshwor-Tumlingtar)", 500 sq.mm
TL0065 | Singati - Lamosangu - 132 kV | Singati | Lamosangu | 132 | Existing | 2025/26 | Single | Bear | 37.65 | Bagmati Province | Intra-provincial | Dolakha, Sindhupalchok | NEA FY24/25 report (Existing 132kV): "Singati-Lamosangu", 250 sq.mm ¦ NEA FY24/25 report (Under Construction 132kV): "Singati-Lamosangu 2nd Circuit", 250 sq.mm
TL0066 | Phidim - Illam - 132 kV | Phidim | Illam | 132 | Existing |  |  |  | 32.13 | Koshi Province | Intra-provincial | Panchthar, Ilam
TL0067 | Godak - Damak - 132 kV | Godak | Damak | 132 | Existing |  | Double | Bear | 32.96 | Koshi Province | Intra-provincial | Ilam, Jhapa | NEA FY24/25 report (Existing 132kV): "Damak-Godak", 250 sq.mm
TL0068 | Amarpur(kabeli) - Phidim - 132 kV | Amarpur(kabeli) | Phidim | 132 | Existing |  | Double | BEAR | 22.51 | Koshi Province | Intra-provincial | Panchthar | NEA FY24/25 report (Existing 132kV): "Godak- Phidim-Amarpur (Kabeli II & III)", 250 sq.mm
TL0069 | Mirchaiya - Tingla 1 - 132 kV | Mirchaiya | Tingla 1 | 132 | Existing |  | Double | CARDINAL | 76.26 | Madhesh Province, Koshi Province | Inter-provincial | Siraha, Udayapur, Khotang, Okhaldhunga, Solukhumbu | NEA FY24/25 report (Existing 132kV): "Solu Corridor (Tingla-Mirchaiya)", 420 sq.mm
TL0070 | Lahachowk 132 kV SS - Lekhnath - 132 kV | Lahachowk 132 kV SS | Lekhnath | 132 | Existing |  | Double | BEAR | 20.38 | Gandaki Province | Intra-provincial | Kaski | NEA FY24/25 report (Existing 132kV): "New Modi -Lahachwok -Lekhnath", 250 sq.mm
TL0071 | Sandhikharka - Tamghash - 132 kV | Sandhikharka | Tamghash | 132 | Existing |  | Double | BEAR | 15.28 | Lumbini Province | Intra-provincial | Arghakhanchi, Gulmi | NEA FY24/25 report (Existing 132kV): "Motipur-Sandhikharka-Tamghas", 250 sq.mm
TL0072 | Tamghash - Paudi Amrai - 132 kV | Tamghash | Paudi Amrai | 132 | Existing | 2025/26 | Double | BEAR | 20.42 | Lumbini Province | Intra-provincial | Gulmi | NEA FY24/25 report (Under Construction 132kV): "Burtibang-Paudi Amarai-Tamghas", 250 sq.mm
TL0073 | Paudi Amrai - Burtibang - 132 kV | Paudi Amrai | Burtibang | 132 | Existing | 2025/26 | Double | BEAR | 17.18 | Lumbini Province, Gandaki Province | Inter-provincial | Gulmi, Baglung | NEA FY24/25 report (Under Construction 132kV): "Burtibang-Paudi Amarai-Tamghas", 250 sq.mm
TL0074 | Butwal - Mainhaiya 132/33 kV SS - 132 kV | Butwal | Mainhaiya 132/33 kV SS | 132 | Existing |  |  |  | 18.07 | Lumbini Province | Intra-provincial | Rupandehi
TL0075 | Mainhaiya 132/33 kV SS - Sampatiha 132/33kV SS - 132 kV | Mainhaiya 132/33 kV SS | Sampatiha 132/33kV SS | 132 | Existing |  | Double | BEAR | 27.54 | Lumbini Province | Cross-border | Rupandehi | NEA FY24/25 report (Existing 132kV): "Mainahiya Sampatiya (Cross Border-Nepal Portion)", 250 sq.mm
TL0076 | Matatirtha Chovar 132 kV - 132 kV |  |  | 132 | Existing |  |  |  | 5.51 | Bagmati Province | Intra-provincial | Kathmandu
TL0077 | Kirtipur 132 kV SS - Udipur 220/132 - 132 kV | Kirtipur 132 kV SS | Udipur 220/132 | 132 | Existing |  |  |  | 8.59 | Gandaki Province | Intra-provincial | Lamjung
TL0078 | Udipur 220/132 - Kirtipur 132 kV SS - 132 kV | Udipur 220/132 | Kirtipur 132 kV SS | 132 | Existing |  |  |  | 5.77 | Gandaki Province | Intra-provincial | Lamjung
TL0079 | Mid Marsyangdi - Upper Marsyangdi 132kV SC ACSR BEAR - 132 kV | Mid Marsyangdi | Upper Marsyangdi 132kV SC ACSR BEAR | 132 | Existing |  | Single |  | 20.43 | Gandaki Province | Intra-provincial | Lamjung
TL0080 | Kirtipur 132 kV SS - Khudi - 132 kV | Kirtipur 132 kV SS | Khudi | 132 | Existing |  |  |  | 7.74 | Gandaki Province | Intra-provincial | Lamjung
TL0081 | Pokhara - Lekhnath - 132 kV | Pokhara | Lekhnath | 132 | Existing |  |  |  | 9.32 | Gandaki Province | Intra-provincial | Kaski
TL0082 | Dhalkebar 400/220/132 kV SS - Loharpatti - 132 kV | Dhalkebar 400/220/132 kV SS | Loharpatti | 132 | Existing |  | Double | CARDINAL | 18.42 | Madhesh Province | Intra-provincial | Dhanusha, Mahottari | NEA FY24/25 report (Existing 132kV): "Dhalkebar-Loharpatti", 420 sq.mm
TL0083 | U Balanch - Balanch - 132 kV | U Balanch | Balanch | 132 | Existing |  |  |  | 25.35 | Sudurpashchim Province | Intra-provincial | Bajhang, Baitadi, Darchula
TL0084 | Gandak IN Ramnagar - 132 kV |  |  | 132 | Existing |  |  |  | 60.77 | Lumbini Province, Gandaki Province | Inter-provincial | Nawalparasi_W, Nawalparasi_E
TL0085 | Khimti - Garjyang - 132 kV | Khimti | Garjyang | 132 | Existing |  | Double | BEAR | 27.92 | Bagmati Province | Intra-provincial | Dolakha, Ramechhap | NEA FY24/25 report (Existing 132kV): "Ramechap-Garjyang-Khimti", 250 sq.mm
TL0086 | Khimti - Dhalkebar - 220 kV | Khimti | Dhalkebar | 220 | Existing |  | Double | BISON | 75.79 | Madhesh Province, Bagmati Province | Inter-provincial | Dhanusha, Mahottari, Sindhuli, Ramechhap | NEA FY24/25 report (Existing 220kV): "Khimti-Dhalkebar", 350 sq.mm
TL0087 | Trishuli 3B - Matatirtha - 220 kV | Trishuli 3B | Matatirtha | 220 | Existing |  | Double | BISON | 41.83 | Bagmati Province | Intra-provincial | Nuwakot, Dhading, Kathmandu | NEA FY24/25 report (Existing 220kV): "Trishuli 3B Hub-Matatirtha", 350 sq.mm
TL0088 | Dana - Kusma - 220 kV | Dana | Kusma | 220 | Existing |  | Double | MOOSE | 38.93 | Gandaki Province | Intra-provincial | Myagdi, Parbat | NEA FY24/25 report (Existing 220kV): "Dana-Kushma", 500 sq.mm
TL0089 | Tumlingtar - Inaruwa 400 kV SS - 220 kV | Tumlingtar | Inaruwa 400 kV SS | 220 | Existing |  |  |  | 104.86 | Koshi Province | Intra-provincial | Sankhuwasabha, Dhankuta, Sunsari
TL0090 | Matatirtha Marsyandi - 220 kV |  |  | 220 | Existing |  |  |  | 82.29 | Gandaki Province, Bagmati Province | Inter-provincial | Tanahu, Gorkha, Chitawan, Dhading, Kathmandu
TL0091 | New Bharatpur - New Butwal - 220 kV | New Bharatpur | New Butwal | 220 | Existing |  |  |  | 56.97 | Lumbini Province, Gandaki Province | Inter-provincial | Nawalparasi_W, Nawalparasi_E
TL0092 | Kusma - New Butwal - 220 kV | Kusma | New Butwal | 220 | Existing |  |  |  | 89.22 | Gandaki Province, Lumbini Province | Inter-provincial | Baglung, Parbat, Gulmi, Syangja, Palpa, Rupandehi, Nawalparasi_W
TL0093 | New Bharatpur - New Butwal - 220 kV | New Bharatpur | New Butwal | 220 | Existing |  |  |  | 27.97 | Gandaki Province, Bagmati Province | Inter-provincial | Nawalparasi_E, Chitawan
TL0094 | New Basantapur - Dhungesanu SS - 220 kV | New Basantapur | Dhungesanu SS | 220 | Existing |  |  |  | 31.14 | Koshi Province | Intra-provincial | Sankhuwasabha, Terhathum, Taplejung
TL0095 | U Tamakoshi - Khimti - 220 kV | U Tamakoshi | Khimti | 220 | Existing |  |  |  | 44.67 | Bagmati Province | Intra-provincial | Dolakha, Ramechhap
TL0096 | New Hetauda - New Bharatpur - 220 kV | New Hetauda | New Bharatpur | 220 | Existing |  |  |  | 69.69 | Bagmati Province | Intra-provincial | Makawanpur, Chitawan
TL0097 | Dhalkebar - Muzzafarpur - 400 kV | Dhalkebar | Muzzafarpur | 400 | Existing |  |  |  | 39.62 | Madhesh Province | Intra-provincial | Dhanusha, Mahottari
TL0098 | Dhalkebar 400/220/132 kV SS - Inaruwa 400 kV SS - 400 kV | Dhalkebar 400/220/132 kV SS | Inaruwa 400 kV SS | 400 | Existing |  |  |  | 148.92 | Madhesh Province, Koshi Province | Inter-provincial | Dhanusha, Siraha, Saptari, Udayapur, Sunsari
TL0099 | Khimti - Dhalkebar - 220 kV | Khimti | Dhalkebar | 220 | Under Construction |  | Double | BISON | 75.79 | Madhesh Province, Bagmati Province | Inter-provincial | Dhanusha, Mahottari, Sindhuli, Ramechhap | NEA FY24/25 report (Existing 220kV): "Khimti-Dhalkebar", 350 sq.mm
TL0100 | Trishuli 3B - Matatirtha - 220 kV | Trishuli 3B | Matatirtha | 220 | Under Construction |  | Double | BISON | 41.83 | Bagmati Province | Intra-provincial | Nuwakot, Dhading, Kathmandu | NEA FY24/25 report (Existing 220kV): "Trishuli 3B Hub-Matatirtha", 350 sq.mm
TL0101 | Dana - Kusma - 220 kV | Dana | Kusma | 220 | Under Construction |  | Double | MOOSE | 38.93 | Gandaki Province | Intra-provincial | Myagdi, Parbat | NEA FY24/25 report (Existing 220kV): "Dana-Kushma", 500 sq.mm
TL0102 | U Tamakoshi - Khimti - 220 kV | U Tamakoshi | Khimti | 220 | Under Construction |  |  |  | 42.35 | Bagmati Province | Intra-provincial | Dolakha, Ramechhap
TL0103 | Jumla - Phukot - 132 kV | Jumla | Phukot | 132 | Future |  |  |  | 60.92 | Karnali Province | Intra-provincial | Jumla, Kalikot
TL0104 | Dailekh - Surkhet - 132 kV | Dailekh | Surkhet | 132 | Future | 2026/27 | Double | BEAR | 32.65 | Karnali Province | Intra-provincial | Dailekh, Surkhet | NEA FY24/25 report (Under Construction 132kV): "Kohalpur-Surkhet-Dailekh", 250 sq.mm
TL0105 | Tamghash - Kali Gandaki - 132 kV | Tamghash | Kali Gandaki | 132 | Future |  |  |  | 42.37 | Lumbini Province, Gandaki Province | Inter-provincial | Gulmi, Syangja
TL0106 | Hetauda - New Hetauda - 132 kV | Hetauda | New Hetauda | 132 | Future |  | Double | BEAR | 3.1 | Bagmati Province | Intra-provincial | Makawanpur | NEA FY24/25 report (Existing 132kV): "New Hetauda-Old Hetauda", 250 sq.mm
TL0107 | Bhaktapur - Baneshwor New Airport - 132 kV | Bhaktapur | Baneshwor New Airport | 132 | Future |  |  |  | 7.18 | Bagmati Province | Intra-provincial | Bhaktapur, Kathmandu
TL0108 | Kirtipur 132 kV SS - Udipur 220/132 - 132 kV | Kirtipur 132 kV SS | Udipur 220/132 | 132 | Future |  |  |  | 9.5 | Gandaki Province | Intra-provincial | Lamjung
TL0109 | Dumre - Damauli - 132 kV | Dumre | Damauli | 132 | Future |  | Double | BEAR | 14.68 | Gandaki Province | Intra-provincial | Tanahu | NEA FY24/25 report (Existing 132kV): "Dumre Damauli", 250 sq.mm
TL0110 | Madhya Marsyangdi - Dumre - 132 kV | Madhya Marsyangdi | Dumre | 132 | Future |  |  |  | 22.34 | Gandaki Province | Intra-provincial | Lamjung, Tanahu
TL0111 | Markhichowk (new Marsyandi) - Damauli - 132 kV | Markhichowk (new Marsyandi) | Damauli | 132 | Future |  |  |  | 24.31 | Gandaki Province | Intra-provincial | Tanahu
TL0112 | Markhichowk (new Marsyandi) - Marsyangdi - 132 kV | Markhichowk (new Marsyandi) | Marsyangdi | 132 | Future |  |  |  | 6.54 | Gandaki Province | Intra-provincial | Gorkha, Tanahu
TL0113 | Lahachowk 132 kV SS - Lekhnath - 132 kV | Lahachowk 132 kV SS | Lekhnath | 132 | Future |  | Double | BEAR | 23.98 | Gandaki Province | Intra-provincial | Kaski | NEA FY24/25 report (Existing 132kV): "New Modi -Lahachwok -Lekhnath", 250 sq.mm
TL0114 | New Modi - Modi - 132 kV | New Modi | Modi | 132 | Future | 2025/26 | Double | BEAR | 0.3 | Gandaki Province | Intra-provincial | Parbat | NEA FY24/25 report (Under Construction 132kV): "Kushma -Lower Modi -Modi", 250 sq.mm
TL0115 | Motipur - Lumbini - 132 kV | Motipur | Lumbini | 132 | Future |  |  |  | 28.18 | Lumbini Province | Intra-provincial | Rupandehi, Kapilbastu
TL0116 | Butwal - Lumbini - 132 kV | Butwal | Lumbini | 132 | Future |  | Double | BEAR | 28.11 | Lumbini Province | Intra-provincial | Rupandehi | NEA FY24/25 report (Existing 132kV): "Butwal-Lumbini", 250 sq.mm
TL0117 | New Khimti - Khimti II - 132 kV | New Khimti | Khimti II | 132 | Future |  |  |  | 9.73 | Bagmati Province | Intra-provincial | Dolakha, Ramechhap
TL0118 | Lekhnath - Madi Seti - 132 kV | Lekhnath | Madi Seti | 132 | Future |  |  |  | 13.86 | Gandaki Province | Intra-provincial | Kaski
TL0119 | Udipur - Marsyangdi Besi - 132 kV | Udipur | Marsyangdi Besi | 132 | Future |  |  |  | 3.29 | Gandaki Province | Intra-provincial | Lamjung
TL0120 | Hangpang(change) Hub - Mewa Khola - 132 kV | Hangpang(change) Hub | Mewa Khola | 132 | Future |  |  |  | 9.55 | Koshi Province | Intra-provincial | Taplejung
TL0121 | Trishuli 3B Hub - Ankhu Khola - 132 kV | Trishuli 3B Hub | Ankhu Khola | 132 | Future |  |  |  | 9.57 | Bagmati Province | Intra-provincial | Dhading
TL0122 | Trishuli 3B Hub - Upper Trishuli 3A - 132 kV | Trishuli 3B Hub | Upper Trishuli 3A | 132 | Future |  | Double | BISON | 4.15 | Bagmati Province | Intra-provincial | Dhading | NEA FY24/25 report (Existing 132kV): "Trishuli 3A-Trishuli 3B Hub", 350 sq.mm
TL0123 | Balephi Hub - Balephi HPP - 132 kV | Balephi Hub | Balephi HPP | 132 | Future |  |  |  | 2.22 | Bagmati Province | Intra-provincial | Sindhupalchok
TL0124 | Balephi Hub - Upper Balephi - 132 kV | Balephi Hub | Upper Balephi | 132 | Future |  |  |  | 3.09 | Bagmati Province | Intra-provincial | Sindhupalchok
TL0125 | New Marsyangdi - Trishuli Galchhi - 132 kV | New Marsyangdi | Trishuli Galchhi | 132 | Future |  |  |  | 9.37 | Bagmati Province | Intra-provincial | Nuwakot, Dhading
TL0126 | Upper Kalangad - Kalanga - 132 kV | Upper Kalangad | Kalanga | 132 | Future |  |  |  | 4.39 | Sudurpashchim Province | Intra-provincial | Bajhang
TL0127 | Lekhnath - Upper Madi Hub - 132 kV | Lekhnath | Upper Madi Hub | 132 | Future |  |  |  | 23.14 | Gandaki Province | Intra-provincial | Kaski
TL0128 | U Balanch - Balanch - 132 kV | U Balanch | Balanch | 132 | Future |  |  |  | 21.53 | Sudurpashchim Province | Intra-provincial | Darchula, Baitadi
TL0129 | Balanch Hub - Chamlelyia - 132 kV | Balanch Hub | Chamlelyia | 132 | Future | 2025/26 | Double | CARDINAL | 0.99 | Sudurpashchim Province | Intra-provincial | Baitadi | NEA FY24/25 report (Under Construction 132kV): "Dhalkebar- Balganga", 420 sq.mm
TL0130 | Udipur - Dordi Khola - 132 kV | Udipur | Dordi Khola | 132 | Future |  |  |  | 3.33 | Gandaki Province | Intra-provincial | Lamjung
TL0131 | Kirtipur Hub - Upper Dordi A - 132 kV | Kirtipur Hub | Upper Dordi A | 132 | Future |  |  |  | 0.79 | Gandaki Province | Intra-provincial | Lamjung
TL0132 | Tadhekani Hub - Tadhekani - 132 kV | Tadhekani Hub | Tadhekani | 132 | Future |  |  |  | 12.75 | Gandaki Province | Intra-provincial | Myagdi, Parbat
TL0133 | Tadhekani Hub - Upper Rahughat - 132 kV | Tadhekani Hub | Upper Rahughat | 132 | Future |  |  |  | 8.39 | Gandaki Province | Intra-provincial | Myagdi, Parbat
TL0134 | Upper Myagdi - Tadhekani - 132 kV | Upper Myagdi | Tadhekani | 132 | Future |  |  |  | 3.62 | Gandaki Province | Intra-provincial | Myagdi
TL0135 | Likhu Hub - Likhu-2 - 132 kV | Likhu Hub | Likhu-2 | 132 | Future |  |  |  | 5.36 | Bagmati Province, Koshi Province | Inter-provincial | Ramechhap, Solukhumbu
TL0136 | Likhu Hub - Likhu-1 - 132 kV | Likhu Hub | Likhu-1 | 132 | Future |  |  |  | 11.77 | Bagmati Province, Koshi Province | Inter-provincial | Ramechhap, Solukhumbu
TL0137 | Kabeli - Kabeli-B - 132 kV | Kabeli | Kabeli-B | 132 | Future |  |  |  | 11.76 | Koshi Province | Intra-provincial | Taplejung, Panchthar
TL0138 | Kabeli - Kabeli 3 - 132 kV | Kabeli | Kabeli 3 | 132 | Future |  |  |  | 16.32 | Koshi Province | Intra-provincial | Taplejung, Panchthar
TL0139 | Singati Hub - Khani Khola - 132 kV | Singati Hub | Khani Khola | 132 | Future |  |  |  | 13.79 | Bagmati Province | Intra-provincial | Dolakha
TL0140 | Singati Hub - Khare - 132 kV | Singati Hub | Khare | 132 | Future |  |  |  | 2.42 | Bagmati Province | Intra-provincial | Dolakha
TL0141 | Tingla Hub 2 (lamane) - Upper Solu Khola Small - 132 kV | Tingla Hub 2 (lamane) | Upper Solu Khola Small | 132 | Future |  |  |  | 2.72 | Koshi Province | Intra-provincial | Solukhumbu
TL0142 | Bajhang - Bajhang Upper Seti - 132 kV | Bajhang | Bajhang Upper Seti | 132 | Future |  |  |  | 24.02 | Sudurpashchim Province | Intra-provincial | Bajhang
TL0143 | Dailekh - Lohare Khola - 132 kV | Dailekh | Lohare Khola | 132 | Future |  |  |  | 11.81 | Karnali Province | Intra-provincial | Dailekh
TL0144 | Dana - Nilgiri Khola - 132 kV | Dana | Nilgiri Khola | 132 | Future |  |  |  | 6.02 | Gandaki Province | Intra-provincial | Myagdi
TL0145 | Lower Modi Khola Hub - Lower Modi Khola HPP - 132 kV | Lower Modi Khola Hub | Lower Modi Khola HPP | 132 | Future |  |  |  | 2.34 | Gandaki Province | Intra-provincial | Parbat
TL0146 | Lekhnath - Madi Bhorletar - 132 kV | Lekhnath | Madi Bhorletar | 132 | Future |  |  |  | 10.71 | Gandaki Province | Intra-provincial | Kaski
TL0147 | Karuwa HPP - Banskot - 132 kV | Karuwa HPP | Banskot | 132 | Future |  |  |  | 15.69 | Gandaki Province | Intra-provincial | Kaski
TL0148 | Bhotekoshi - Middle Bhotekoshi - 132 kV | Bhotekoshi | Middle Bhotekoshi | 132 | Future |  |  |  | 3.43 | Bagmati Province | Intra-provincial | Sindhupalchok
TL0149 | Trishuli 3B Hub - Upper Trishuli 3B - 132 kV | Trishuli 3B Hub | Upper Trishuli 3B | 132 | Future |  | Double | BISON | 3.1 | Bagmati Province | Intra-provincial | Dhading | NEA FY24/25 report (Existing 132kV): "Trishuli 3A-Trishuli 3B Hub", 350 sq.mm
TL0150 | New Khimti - Lower Likhu - 132 kV | New Khimti | Lower Likhu | 132 | Future |  |  |  | 19.55 | Bagmati Province, Koshi Province | Inter-provincial | Dolakha, Ramechhap, Okhaldhunga
TL0151 | Bhadrapur - Anarmani - 132 kV | Bhadrapur | Anarmani | 132 | Future |  |  |  | 15.16 | Koshi Province | Intra-provincial | Jhapa
TL0152 | Janakpur - Dhalkebar 400/220/132 kV SS - 132 kV | Janakpur | Dhalkebar 400/220/132 kV SS | 132 | Future |  |  |  | 23.18 | Madhesh Province | Intra-provincial | Dhanusha
TL0153 | Jaleswor - Janakpur - 132 kV | Jaleswor | Janakpur | 132 | Future |  | Single | MOOSE | 11.79 | Madhesh Province | Intra-provincial | Mahottari, Dhanusha | NEA FY24/25 report (Existing 220kV): "Koshi Corridor (Inaruwa-Basantapur-Baneshwor-Tumlingtar)", 500 sq.mm ¦ NEA FY24/25 report (Planned 220kV): "Koshi Corridor (Inaruwa-Basantapur-Baneshwor-Tumlingtar)", 500 sq.mm
TL0154 | Jaynagar - Mirchaiya - 132 kV | Jaynagar | Mirchaiya | 132 | Future |  |  |  | 22.97 | Madhesh Province | Intra-provincial | Dhanusha, Siraha
TL0155 | Lahan - Rajbiraj - 132 kV | Lahan | Rajbiraj | 132 | Future |  |  |  | 14.31 | Madhesh Province | Intra-provincial | Saptari, Siraha
TL0156 | Amelkhgunj - Simra - 132 kV | Amelkhgunj | Simra | 132 | Future |  |  |  | 12.73 | Madhesh Province | Intra-provincial | Bara
TL0157 | Tulsipur - Hapure - 132 kV | Tulsipur | Hapure | 132 | Future |  |  |  | 15.9 | Lumbini Province | Intra-provincial | Dang
TL0158 | Upper K - Betan - 132 kV | Upper K | Betan | 132 | Future |  |  |  | 24.52 | Karnali Province | Intra-provincial | Surkhet
TL0159 | Dandagau Bheri - Nalsyau - 132 kV | Dandagau Bheri | Nalsyau | 132 | Future |  |  |  | 10.48 | Karnali Province | Intra-provincial | Rukum_W, Jajarkot
TL0160 | Pelma - Pelama 2 - 132 kV | Pelma | Pelama 2 | 132 | Future |  |  |  | 12.57 | Lumbini Province | Intra-provincial | Rukum_E
TL0161 | Sanibheri 2 - Bafikot - 132 kV | Sanibheri 2 | Bafikot | 132 | Future |  |  |  | 7.95 | Lumbini Province, Karnali Province | Inter-provincial | Rukum_E, Rukum_W
TL0162 | U Chameliya - U Balanch Hub - 132 kV | U Chameliya | U Balanch Hub | 132 | Future |  |  |  | 6.83 | Sudurpashchim Province | Intra-provincial | Darchula
TL0163 | Chameliya - U Balanch Hub - 132 kV | Chameliya | U Balanch Hub | 132 | Future |  |  |  | 11.07 | Sudurpashchim Province | Intra-provincial | Darchula
TL0164 | Seti Nadi 3 - Bajhang Hub - 132 kV | Seti Nadi 3 | Bajhang Hub | 132 | Future |  |  |  | 1.86 | Sudurpashchim Province | Intra-provincial | Bajhang
TL0165 | Karnali St. 1 - 132 kV |  |  | 132 | Future |  |  |  | 9.85 | Sudurpashchim Province, Karnali Province | Inter-provincial | Achham, Dailekh, Kalikot
TL0166 | Betan - Upper K B - 132 kV | Betan | Upper K B | 132 | Future |  |  |  | 24.89 | Sudurpashchim Province, Karnali Province | Inter-provincial | Achham, Dailekh, Surkhet
TL0167 | Chhati Gad - U Balanch - 132 kV | Chhati Gad | U Balanch | 132 | Future |  |  |  | 6.21 | Sudurpashchim Province | Intra-provincial | Darchula
TL0168 | Saru Kh - Nalsyau - 132 kV | Saru Kh | Nalsyau | 132 | Future |  |  |  | 25.38 | Karnali Province | Intra-provincial | Jajarkot, Rukum_W
TL0169 | Sharda Babai St. - Mainatara Hub - 132 kV | Sharda Babai St. | Mainatara Hub | 132 | Future |  |  |  | 21.81 | Karnali Province | Intra-provincial | Salyan, Surkhet
TL0170 | Thuli Bheri 1 - Dunai - 132 kV | Thuli Bheri 1 | Dunai | 132 | Future |  |  |  | 16.82 | Karnali Province | Intra-provincial | Dolpa
TL0171 | Lawan Saharta Bheri - Dunai - 132 kV | Lawan Saharta Bheri | Dunai | 132 | Future |  |  |  | 11.22 | Karnali Province | Intra-provincial | Dolpa
TL0172 | Thulibheri - Dunai - 132 kV | Thulibheri | Dunai | 132 | Future |  |  |  | 5.7 | Karnali Province | Intra-provincial | Dolpa
TL0173 | U Jhimruk St. - Jhimruk - 132 kV | U Jhimruk St. | Jhimruk | 132 | Future |  |  |  | 10.74 | Lumbini Province | Intra-provincial | Pyuthan
TL0174 | L Tamor - Kabeli - 132 kV | L Tamor | Kabeli | 132 | Future |  |  |  | 4.56 | Koshi Province | Intra-provincial | Panchthar
TL0175 | Kabeli B-1 - Kabeli - 132 kV | Kabeli B-1 | Kabeli | 132 | Future |  |  |  | 4.31 | Koshi Province | Intra-provincial | Taplejung, Panchthar
TL0176 | Kabeli A - Pinaseghat LILO - 132 kV | Kabeli A | Pinaseghat LILO | 132 | Future |  |  |  | 7.16 | Koshi Province | Intra-provincial | Panchthar
TL0177 | L Hewa - Phidim - 132 kV | L Hewa | Phidim | 132 | Future |  |  |  | 5.03 | Koshi Province | Intra-provincial | Panchthar
TL0178 | Simbuwa Kh - U Simbuwa Kh - Tamor - 132 kV | Simbuwa Kh | U Simbuwa Kh - Tamor | 132 | Future |  |  |  | 12.15 | Koshi Province | Intra-provincial | Taplejung
TL0179 | Ghunsa Kh - Tamor - 132 kV | Ghunsa Kh | Tamor | 132 | Future |  |  |  | 8.18 | Koshi Province | Intra-provincial | Taplejung
TL0180 | U Tamor A - Tamor - 132 kV | U Tamor A | Tamor | 132 | Future |  |  |  | 14.64 | Koshi Province | Intra-provincial | Taplejung
TL0181 | Simbuwa Kh - Tamor - 132 kV | Simbuwa Kh | Tamor | 132 | Future |  |  |  | 4.07 | Koshi Province | Intra-provincial | Taplejung
TL0182 | Ghunsa Kh - Tamor - 132 kV | Ghunsa Kh | Tamor | 132 | Future |  |  |  | 1.36 | Koshi Province | Intra-provincial | Taplejung
TL0183 | Ghunsa Tamor - Tamor Kh - 132 kV | Ghunsa Tamor | Tamor Kh | 132 | Future |  |  |  | 0.1 | Koshi Province | Intra-provincial | Taplejung
TL0184 | Ikhuwa Kh - U Arun - 132 kV | Ikhuwa Kh | U Arun | 132 | Future |  |  |  | 7.05 | Koshi Province | Intra-provincial | Sankhuwasabha
TL0185 | L Barun Kh - U Arun - 132 kV | L Barun Kh | U Arun | 132 | Future |  |  |  | 3.36 | Koshi Province | Intra-provincial | Sankhuwasabha
TL0186 | Sankhuwa Kh 1 - Sitalpati - 132 kV | Sankhuwa Kh 1 | Sitalpati | 132 | Future |  |  |  | 8.46 | Koshi Province | Intra-provincial | Sankhuwasabha, Bhojpur
TL0187 | Sankhuwa Kh - Sitalpati - 132 kV | Sankhuwa Kh | Sitalpati | 132 | Future |  |  |  | 2.66 | Koshi Province | Intra-provincial | Bhojpur, Sankhuwasabha
TL0188 | Isuwa Kh - Arun 3 - 132 kV | Isuwa Kh | Arun 3 | 132 | Future |  |  |  | 9.58 | Koshi Province | Intra-provincial | Sankhuwasabha
TL0189 | Arun III - Sitalpati - 132 kV | Arun III | Sitalpati | 132 | Future |  |  |  | 3.2 | Koshi Province | Intra-provincial | Sankhuwasabha, Bhojpur
TL0190 | Solu Kh - Tingla 2 - 132 kV | Solu Kh | Tingla 2 | 132 | Future |  |  |  | 9.97 | Koshi Province | Intra-provincial | Solukhumbu
TL0191 | Inkhu - Tingla 1 - 132 kV | Inkhu | Tingla 1 | 132 | Future |  |  |  | 18.25 | Koshi Province | Intra-provincial | Solukhumbu
TL0192 | Aaya Malun Kh - Okhaldunga - 132 kV | Aaya Malun Kh | Okhaldunga | 132 | Future |  |  |  | 8.3 | Koshi Province | Intra-provincial | Okhaldhunga
TL0193 | Likhu 4 - Likhu - 132 kV | Likhu 4 | Likhu | 132 | Future |  |  |  | 14.93 | Koshi Province, Bagmati Province | Inter-provincial | Okhaldhunga, Ramechhap
TL0194 | Likhu Kh - Likhu - 132 kV | Likhu Kh | Likhu | 132 | Future |  |  |  | 6.8 | Bagmati Province, Koshi Province | Inter-provincial | Ramechhap, Okhaldhunga
TL0195 | Likhu Kh A - Likhu - 132 kV | Likhu Kh A | Likhu | 132 | Future |  |  |  | 1.34 | Bagmati Province | Intra-provincial | Ramechhap
TL0196 | Nupche Likhu - Garjyang - 132 kV | Nupche Likhu | Garjyang | 132 | Future |  |  |  | 14.59 | Bagmati Province | Intra-provincial | Ramechhap, Dolakha
TL0197 | Khari Kh 1 - Khari Kh HPP - 132 kV | Khari Kh 1 | Khari Kh HPP | 132 | Future |  |  |  | 5.24 | Bagmati Province | Intra-provincial | Dolakha
TL0198 | Khare - Singati - 132 kV | Khare | Singati | 132 | Future |  |  |  | 7.7 | Bagmati Province | Intra-provincial | Dolakha
TL0199 | Balephi - L Balephi Hub - 132 kV | Balephi | L Balephi Hub | 132 | Future |  |  |  | 0.83 | Bagmati Province | Intra-provincial | Sindhupalchok
TL0200 | Bramhayeni - U Balephi - 132 kV | Bramhayeni | U Balephi | 132 | Future |  |  |  | 7.42 | Bagmati Province | Intra-provincial | Sindhupalchok
TL0201 | Balephi Kh - Up Balephi - 132 kV | Balephi Kh | Up Balephi | 132 | Future |  |  |  | 0.67 | Bagmati Province | Intra-provincial | Sindhupalchok
TL0202 | U Balephi - U Balehphi Hub - 132 kV | U Balephi | U Balehphi Hub | 132 | Future |  |  |  | 3.33 | Bagmati Province | Intra-provincial | Sindhupalchok
TL0203 | L Balephi - Up Balephi - 132 kV | L Balephi | Up Balephi | 132 | Future |  |  |  | 10.54 | Bagmati Province | Intra-provincial | Sindhupalchok
TL0204 | Nyasim - U Balephi - 132 kV | Nyasim | U Balephi | 132 | Future |  |  |  | 0.71 | Bagmati Province | Intra-provincial | Sindhupalchok
TL0205 | U Chaku A - Bhotekoshi - 132 kV | U Chaku A | Bhotekoshi | 132 | Future |  |  |  | 4.58 | Bagmati Province | Intra-provincial | Sindhupalchok
TL0206 | Bhotekoshi 5 - Lamosangu - 132 kV | Bhotekoshi 5 | Lamosangu | 132 | Future |  |  |  | 2.99 | Bagmati Province | Intra-provincial | Sindhupalchok
TL0207 | U Bhotekohi - Bhotekoshi - 132 kV | U Bhotekohi | Bhotekoshi | 132 | Future |  |  |  | 0.3 | Bagmati Province | Intra-provincial | Sindhupalchok
TL0208 | L Balephi - Lamosangu - 132 kV | L Balephi | Lamosangu | 132 | Future |  |  |  | 7.24 | Bagmati Province | Intra-provincial | Sindhupalchok
TL0209 | Barhabise - Lamosangu - 132 kV | Barhabise | Lamosangu | 132 | Future | 2025/26 | Single | BEAR | 8.2 | Bagmati Province | Intra-provincial | Sindhupalchok | NEA FY24/25 report (Under Construction 132kV): "Barhabise Lamosaghu 2nd Circuit (Sunkoshi 132 kV SS)", 250 sq.mm
TL0210 | Sanjen Kh - Chilime Hub - 132 kV | Sanjen Kh | Chilime Hub | 132 | Future |  |  |  | 7.14 | Bagmati Province | Intra-provincial | Rasuwa
TL0211 | Rasuwa Bhotekoshi - Chilime Hub - 132 kV | Rasuwa Bhotekoshi | Chilime Hub | 132 | Future |  |  |  | 3.15 | Bagmati Province | Intra-provincial | Rasuwa
TL0212 | Sanjen - Chilime - 132 kV | Sanjen | Chilime | 132 | Future |  |  |  | 0.95 | Bagmati Province | Intra-provincial | Rasuwa
TL0213 | Rasuwagadhi - Chilime Hub - 132 kV | Rasuwagadhi | Chilime Hub | 132 | Future |  |  |  | 8.12 | Bagmati Province | Intra-provincial | Rasuwa
TL0214 | U Trishuli -2 - Chilime Hub - 132 kV | U Trishuli -2 | Chilime Hub | 132 | Future |  |  |  | 4.69 | Bagmati Province | Intra-provincial | Rasuwa
TL0215 | Tatopani Kh - Ankhu Hub - 132 kV | Tatopani Kh | Ankhu Hub | 132 | Future |  |  |  | 13.54 | Bagmati Province | Intra-provincial | Dhading
TL0216 | Ankhu Kh 2 - Ankhu Hub - 132 kV | Ankhu Kh 2 | Ankhu Hub | 132 | Future |  |  |  | 16.41 | Bagmati Province | Intra-provincial | Dhading
TL0217 | M Trishuli G - Trishuli 3B Hub - 132 kV | M Trishuli G | Trishuli 3B Hub | 132 | Future |  |  |  | 8.21 | Bagmati Province | Intra-provincial | Nuwakot, Rasuwa
TL0218 | U Trishuli - 3A - Trishuli 3B Hub - 132 kV | U Trishuli | 3A - Trishuli 3B Hub | 132 | Future |  |  |  | 1.86 | Bagmati Province | Intra-provincial | Rasuwa, Nuwakot
TL0219 | Kulekhani I - Siuchatar - 132 kV | Kulekhani I | Siuchatar | 132 | Future |  |  |  | 24.08 | Bagmati Province | Intra-provincial | Kathmandu, Makawanpur
TL0220 | Dudh Kh - Manang Hub - 132 kV | Dudh Kh | Manang Hub | 132 | Future |  |  |  | 1.54 | Gandaki Province | Intra-provincial | Manang
TL0221 | U Dudh Kh - Manang Hub - 132 kV | U Dudh Kh | Manang Hub | 132 | Future |  |  |  | 4.67 | Gandaki Province | Intra-provincial | Manang
TL0222 | Suti Kh - Manang Hub - 132 kV | Suti Kh | Manang Hub | 132 | Future |  |  |  | 8.07 | Gandaki Province | Intra-provincial | Manang
TL0223 | Bhimdang Kh - Suti Kh - 132 kV | Bhimdang Kh | Suti Kh | 132 | Future |  |  |  | 2.33 | Gandaki Province | Intra-provincial | Manang
TL0224 | L Manang Marsyandi - Manang Hub - 132 kV | L Manang Marsyandi | Manang Hub | 132 | Future |  |  |  | 3.62 | Gandaki Province | Intra-provincial | Manang
TL0225 | Marshyandi 7 - Nar Kh - Manang Hub - 132 kV | Marshyandi 7 | Nar Kh - Manang Hub | 132 | Future |  |  |  | 9.39 | Gandaki Province | Intra-provincial | Manang
TL0226 | U Nar - Manang - 132 kV | U Nar | Manang | 132 | Future |  |  |  | 16.16 | Gandaki Province | Intra-provincial | Manang
TL0227 | U Marsyandi - Khudi Hub - 132 kV | U Marsyandi | Khudi Hub | 132 | Future |  |  |  | 2.46 | Gandaki Province | Intra-provincial | Lamjung
TL0228 | Nyadi Kh - Khudi Hub - 132 kV | Nyadi Kh | Khudi Hub | 132 | Future |  |  |  | 5.51 | Gandaki Province | Intra-provincial | Lamjung
TL0229 | Super Nyadi - Nyadi Kh Tap - 132 kV | Super Nyadi | Nyadi Kh Tap | 132 | Future |  |  |  | 4.81 | Gandaki Province | Intra-provincial | Lamjung
TL0230 | Nyadi Phidi - Super Nyadi Tap - 132 kV | Nyadi Phidi | Super Nyadi Tap | 132 | Future |  |  |  | 7.27 | Gandaki Province | Intra-provincial | Lamjung
TL0231 | U Khudi - Khudi Hub - 132 kV | U Khudi | Khudi Hub | 132 | Future |  |  |  | 4.98 | Gandaki Province | Intra-provincial | Lamjung
TL0232 | U Khudi-A - Khudi Hub - 132 kV | U Khudi-A | Khudi Hub | 132 | Future |  |  |  | 9.14 | Gandaki Province | Intra-provincial | Lamjung
TL0233 | Dordi Dudh Kh- Himchuli Dordi- Super Dordi Kha - Kirtipir Hub - 132 kV | Dordi Dudh Kh- Himchuli Dordi- Super Dordi Kha | Kirtipir Hub | 132 | Future |  |  |  | 14.73 | Gandaki Province | Intra-provincial | Lamjung
TL0234 | L Seti (tanahu) - New Marsyandi - 132 kV | L Seti (tanahu) | New Marsyandi | 132 | Future |  |  |  | 15.68 | Bagmati Province, Gandaki Province | Inter-provincial | Chitawan, Tanahu
TL0235 | Kalika Kalig - New Bharatpur - 132 kV | Kalika Kalig | New Bharatpur | 132 | Future |  |  |  | 11.1 | Gandaki Province, Bagmati Province | Inter-provincial | Nawalparasi_E, Chitawan
TL0236 | Marsyandi 3 - Madhya Marsyandi - 132 kV | Marsyandi 3 | Madhya Marsyandi | 132 | Future |  | Double | CARDINAL | 6.53 | Gandaki Province | Intra-provincial | Tanahu, Lamjung | NEA FY24/25 report (Existing 132kV): "Marsyangdi -M. Marsyangdi", 420 sq.mm
TL0237 | Bajra Madi - Lekhnath - 132 kV | Bajra Madi | Lekhnath | 132 | Future |  |  |  | 8.02 | Gandaki Province | Intra-provincial | Kaski
TL0238 | Super Madi - Uper Madi Hub - 132 kV | Super Madi | Uper Madi Hub | 132 | Future |  |  |  | 6.37 | Gandaki Province | Intra-provincial | Kaski
TL0239 | Madme Kh - U Madi Hub - 132 kV | Madme Kh | U Madi Hub | 132 | Future |  |  |  | 6.43 | Gandaki Province | Intra-provincial | Kaski
TL0240 | Seti Nadi - Banskot Hub - 132 kV | Seti Nadi | Banskot Hub | 132 | Future |  |  |  | 6.7 | Gandaki Province | Intra-provincial | Kaski
TL0241 | U Seti I - Banskot Hub - 132 kV | U Seti I | Banskot Hub | 132 | Future |  |  |  | 6.38 | Gandaki Province | Intra-provincial | Kaski
TL0242 | Landruk Modi - Upper Modi A Hub - 132 kV | Landruk Modi | Upper Modi A Hub | 132 | Future |  |  |  | 13.06 | Gandaki Province | Intra-provincial | Kaski
TL0243 | Upper Modi A HPP - Upper Modi A Hub - 132 kV | Upper Modi A HPP | Upper Modi A Hub | 132 | Future |  |  |  | 3.49 | Gandaki Province | Intra-provincial | Kaski
TL0244 | Modi Kh - Kusma - 132 kV | Modi Kh | Kusma | 132 | Future |  |  |  | 9.7 | Gandaki Province | Intra-provincial | Parbat
TL0245 | Tanahu Seti - New Damaulii - 132 kV | Tanahu Seti | New Damaulii | 132 | Future |  |  |  | 6.62 | Gandaki Province | Intra-provincial | Tanahu
TL0246 | Mristi Kh - Dana Hub - 132 kV | Mristi Kh | Dana Hub | 132 | Future |  |  |  | 4.64 | Gandaki Province | Intra-provincial | Myagdi
TL0247 | Nilgiri Kh-II - Daba Hub - 132 kV | Nilgiri Kh-II | Daba Hub | 132 | Future |  |  |  | 2.3 | Gandaki Province | Intra-provincial | Myagdi
TL0248 | Myagdi Kh A - Myagdi Kh- U Myagdi - Dandakhet - 132 kV | Myagdi Kh A | Myagdi Kh- U Myagdi - Dandakhet | 132 | Future |  |  |  | 24.64 | Gandaki Province | Intra-provincial | Myagdi
TL0249 | Thulo Kh - Rahug Mangale - 132 kV | Thulo Kh | Rahug Mangale | 132 | Future |  |  |  | 7.27 | Gandaki Province | Intra-provincial | Myagdi
TL0250 | Beni Kalig - Kusma - 132 kV | Beni Kalig | Kusma | 132 | Future |  |  |  | 10.07 | Gandaki Province | Intra-provincial | Myagdi, Baglung, Parbat
TL0251 | Pelma 2 - Sisne - 132 kV | Pelma 2 | Sisne | 132 | Future |  |  |  | 10.65 | Lumbini Province | Intra-provincial | Rukum_E
TL0252 | Jaldigad - Nalsyau - 132 kV | Jaldigad | Nalsyau | 132 | Future |  |  |  | 11.15 | Karnali Province | Intra-provincial | Rukum_W, Jajarkot
TL0253 | Bagmati Nadi - Hetauda - 132 kV | Bagmati Nadi | Hetauda | 132 | Future |  |  |  | 21.07 | Bagmati Province | Intra-provincial | Makawanpur
TL0254 | L Burbang Kh - Dunai Hub - 132 kV | L Burbang Kh | Dunai Hub | 132 | Future |  |  |  | 14.91 | Karnali Province | Intra-provincial | Dolpa
TL0255 | Tingla 1 - Tingla New - 132 kV | Tingla 1 | Tingla New | 132 | Future |  |  |  | 1.56 | Koshi Province | Intra-provincial | Solukhumbu
TL0256 | U Nyasim Kh - U Balephi Hub - 132 kV | U Nyasim Kh | U Balephi Hub | 132 | Future |  |  |  | 4.9 | Bagmati Province | Intra-provincial | Sindhupalchok
TL0257 | Barhabise - Middle Bhotekoshi - 132 kV | Barhabise | Middle Bhotekoshi | 132 | Future |  |  |  | 4.4 | Bagmati Province | Intra-provincial | Sindhupalchok
TL0258 | Trishuli 3B Hub - Upper Trishuli 3A - 132 kV | Trishuli 3B Hub | Upper Trishuli 3A | 132 | Future |  | Double | BISON | 7.91 | Bagmati Province | Intra-provincial | Dhading | NEA FY24/25 report (Existing 132kV): "Trishuli 3A-Trishuli 3B Hub", 350 sq.mm
TL0259 | Samundratar - Trishuli 3B - 132 kV | Samundratar | Trishuli 3B | 132 | Future |  | Double | AAAC Upas | 22.59 | Bagmati Province | Intra-provincial | Nuwakot, Rasuwa | NEA FY24/25 report (Existing 132kV): "Samundratar - Trishuli 3B Hub", 300 sq.mm
TL0260 | Syar Kh - U Budhi G Hub - 132 kV | Syar Kh | U Budhi G Hub | 132 | Future |  |  |  | 6.38 | Gandaki Province | Intra-provincial | Gorkha
TL0261 | Budhi G Nadi - U Budhi G Hub - 132 kV | Budhi G Nadi | U Budhi G Hub | 132 | Future |  |  |  | 0.39 | Gandaki Province | Intra-provincial | Gorkha
TL0262 | Sup Budhig - U Budhig Hub - 132 kV | Sup Budhig | U Budhig Hub | 132 | Future |  |  |  | 20.14 | Gandaki Province | Intra-provincial | Gorkha
TL0263 | Budhi G Syar Kh - U Budhi G Hub - 132 kV | Budhi G Syar Kh | U Budhi G Hub | 132 | Future |  |  |  | 0.88 | Gandaki Province | Intra-provincial | Gorkha
TL0264 | U Madi HPP - U Madi Hub - 132 kV | U Madi HPP | U Madi Hub | 132 | Future |  |  |  | 0.77 | Gandaki Province | Intra-provincial | Kaski
TL0265 | Karuwa HPP - Banskot - 132 kV | Karuwa HPP | Banskot | 132 | Future |  |  |  | 11.58 | Gandaki Province | Intra-provincial | Kaski
TL0266 | Rahughat - Rahughat Hub - 132 kV | Rahughat | Rahughat Hub | 132 | Future |  |  |  | 1.04 | Gandaki Province | Intra-provincial | Parbat, Myagdi
TL0267 | Sani Bheri 4 - Bafikot - 132 kV | Sani Bheri 4 | Bafikot | 132 | Future |  |  |  | 10.83 | Karnali Province | Intra-provincial | Rukum_W
TL0268 | Sani Bheri 3 - Bafikot - 132 kV | Sani Bheri 3 | Bafikot | 132 | Future |  |  |  | 2.13 | Lumbini Province, Karnali Province | Inter-provincial | Rukum_E, Rukum_W
TL0269 | Bheri Babai D - Mainatara - 132 kV | Bheri Babai D | Mainatara | 132 | Future |  |  |  | 13.58 | Karnali Province, Lumbini Province | Inter-provincial | Surkhet, Bardiya
TL0270 | Mid K - Phukot - 132 kV | Mid K | Phukot | 132 | Future |  |  |  | 28.03 | Sudurpashchim Province, Karnali Province | Inter-provincial | Bajura, Kalikot
TL0271 | Modi Kh - U Modi A - 132 kV | Modi Kh | U Modi A | 132 | Future |  |  |  | 5.31 | Gandaki Province | Intra-provincial | Parbat, Kaski
TL0272 | Myagdi Kh - Rahughat Hub - 132 kV | Myagdi Kh | Rahughat Hub | 132 | Future |  |  |  | 7.81 | Gandaki Province | Intra-provincial | Myagdi, Parbat
TL0273 | U Kalig - Rahughat - 132 kV | U Kalig | Rahughat | 132 | Future |  |  |  | 3.63 | Gandaki Province | Intra-provincial | Myagdi, Parbat
TL0274 | Durbang Myagdi Kh - Dandakhet - 132 kV | Durbang Myagdi Kh | Dandakhet | 132 | Future |  |  |  | 6.85 | Gandaki Province | Intra-provincial | Myagdi
TL0275 | Sani Bheri - Sisne - 132 kV | Sani Bheri | Sisne | 132 | Future |  |  |  | 4.55 | Lumbini Province | Intra-provincial | Rukum_E
TL0276 | Sisne - Bafikot - 132 kV | Sisne | Bafikot | 132 | Future |  |  |  | 15.27 | Lumbini Province, Karnali Province | Inter-provincial | Rukum_E, Rukum_W
TL0277 | Chera-1 - Saru Kh. - 132 kV | Chera-1 | Saru Kh. | 132 | Future |  |  |  | 4.1 | Karnali Province | Intra-provincial | Jajarkot
TL0278 | Chameliya - U Balanch - 132 kV | Chameliya | U Balanch | 132 | Future |  |  |  | 1.38 | Sudurpashchim Province | Intra-provincial | Darchula
TL0279 | Palun Kh - Mewa Hub - 132 kV | Palun Kh | Mewa Hub | 132 | Future |  |  |  | 5.47 | Koshi Province | Intra-provincial | Taplejung
TL0280 | U Mewa Kh A - Mewa Hub - 132 kV | U Mewa Kh A | Mewa Hub | 132 | Future |  |  |  | 1.49 | Koshi Province | Intra-provincial | Taplejung
TL0281 | M Mewa - Mewa Hub - 132 kV | M Mewa | Mewa Hub | 132 | Future |  |  |  | 5.69 | Koshi Province | Intra-provincial | Taplejung
TL0282 | Apsuwa I - Arun 3 - 132 kV | Apsuwa I | Arun 3 | 132 | Future |  |  |  | 11.45 | Koshi Province | Intra-provincial | Sankhuwasabha
TL0283 | Kasuwa Kh - U Arun Hub - 132 kV | Kasuwa Kh | U Arun Hub | 132 | Future |  |  |  | 12.85 | Koshi Province | Intra-provincial | Sankhuwasabha
TL0284 | M Hongu Kh- A - Inkhu Hub - 132 kV | M Hongu Kh- A | Inkhu Hub | 132 | Future |  |  |  | 10.26 | Koshi Province | Intra-provincial | Solukhumbu
TL0285 | M Hongu Kh- B - Inkhu Hub - 132 kV | M Hongu Kh- B | Inkhu Hub | 132 | Future |  |  |  | 14.31 | Koshi Province | Intra-provincial | Solukhumbu
TL0286 | Inkhu HPP Tpo Inkhu Hub - 132 kV |  |  | 132 | Future |  |  |  | 2.92 | Koshi Province | Intra-provincial | Solukhumbu
TL0287 | L Hongu - Inkhu Hub - 132 kV | L Hongu | Inkhu Hub | 132 | Future |  |  |  | 3.84 | Koshi Province | Intra-provincial | Solukhumbu
TL0288 | Dudh K IV - Inkhu Hub - 132 kV | Dudh K IV | Inkhu Hub | 132 | Future |  |  |  | 5.06 | Koshi Province | Intra-provincial | Solukhumbu
TL0289 | Dudhk V - Dudhkoshi IV Hub - 132 kV | Dudhk V | Dudhkoshi IV Hub | 132 | Future |  |  |  | 7.52 | Koshi Province | Intra-provincial | Solukhumbu
TL0290 | Inkhu Kh - To Dudhkoshi IV Hub - 132 kV | Inkhu Kh | To Dudhkoshi IV Hub | 132 | Future |  |  |  | 8.31 | Koshi Province | Intra-provincial | Solukhumbu
TL0291 | U Inkhu Kh - To Dudhkoshi IV Hub - 132 kV | U Inkhu Kh | To Dudhkoshi IV Hub | 132 | Future |  |  |  | 8.29 | Koshi Province | Intra-provincial | Solukhumbu
TL0292 | Super Inkhu Kh - To Dudhkoshi IV Hub - 132 kV | Super Inkhu Kh | To Dudhkoshi IV Hub | 132 | Future |  |  |  | 10.83 | Koshi Province | Intra-provincial | Solukhumbu
TL0293 | U-Dudhkoshi - Dudhkoshi-4 - 132 kV | U-Dudhkoshi | Dudhkoshi-4 | 132 | Future |  |  |  | 13.76 | Koshi Province | Intra-provincial | Solukhumbu
TL0294 | Luja Kh - U Dudhkoshi Hub - 132 kV | Luja Kh | U Dudhkoshi Hub | 132 | Future |  |  |  | 2.67 | Koshi Province | Intra-provincial | Solukhumbu
TL0295 | Dudhkoshi 6 - U-Dudhkoshi - 132 kV | Dudhkoshi 6 | U-Dudhkoshi | 132 | Future |  |  |  | 1.97 | Koshi Province | Intra-provincial | Solukhumbu
TL0296 | Dudhkoshi 10 - U Dudhkoshi Hub - 132 kV | Dudhkoshi 10 | U Dudhkoshi Hub | 132 | Future |  |  |  | 7.9 | Koshi Province | Intra-provincial | Solukhumbu
TL0297 | Dudhkoshi 9 - U Dudhkoshi Hub - 132 kV | Dudhkoshi 9 | U Dudhkoshi Hub | 132 | Future |  |  |  | 1.91 | Koshi Province | Intra-provincial | Solukhumbu
TL0298 | L Solu - Tingla 1 - 132 kV | L Solu | Tingla 1 | 132 | Future |  |  |  | 3.89 | Koshi Province | Intra-provincial | Solukhumbu
TL0299 | Rolwaling Kh-2 - Up Tamakoshi - 132 kV | Rolwaling Kh-2 | Up Tamakoshi | 132 | Future |  |  |  | 5.55 | Bagmati Province | Intra-provincial | Dolakha
TL0300 | Rolwaling Kh - Up Tamakoshi - 132 kV | Rolwaling Kh | Up Tamakoshi | 132 | Future |  |  |  | 4.26 | Bagmati Province | Intra-provincial | Dolakha
TL0301 | Lapche Kh - Lapche - 132 kV | Lapche Kh | Lapche | 132 | Future |  |  |  | 1.15 | Bagmati Province | Intra-provincial | Dolakha
TL0302 | Jum Kh - Lapche - 132 kV | Jum Kh | Lapche | 132 | Future |  |  |  | 2.87 | Bagmati Province | Intra-provincial | Dolakha
TL0303 | Up Lapche Kh - Lapche - 132 kV | Up Lapche Kh | Lapche | 132 | Future |  |  |  | 10.38 | Bagmati Province | Intra-provincial | Dolakha
TL0304 | Hangpang - Tamor Mewa - 132 kV | Hangpang | Tamor Mewa | 132 | Future |  |  |  | 7.06 | Koshi Province | Intra-provincial | Taplejung
TL0305 | Super Kabeli - Kabeli 3 - 132 kV | Super Kabeli | Kabeli 3 | 132 | Future |  |  |  | 6.9 | Koshi Province | Intra-provincial | Taplejung
TL0306 | Sagu Kh - Singati - 132 kV | Sagu Kh | Singati | 132 | Future |  |  |  | 6.72 | Bagmati Province | Intra-provincial | Dolakha
TL0307 | U Loti K - Mugu Karanali - 132 kV | U Loti K | Mugu Karanali | 132 | Future |  |  |  | 38.97 | Karnali Province | Intra-provincial | Humla
TL0308 | Andhi Kh-St - Kaligandaki - 132 kV | Andhi Kh-St | Kaligandaki | 132 | Future |  |  |  | 11.08 | Gandaki Province, Lumbini Province | Inter-provincial | Syangja, Palpa
TL0309 | Begnas Rupa St - Lekhnath - 132 kV | Begnas Rupa St | Lekhnath | 132 | Future |  |  |  | 6.84 | Gandaki Province | Intra-provincial | Kaski
TL0310 | Budhig Ka - Gumbda - 132 kV | Budhig Ka | Gumbda | 132 | Future |  |  |  | 4.77 | Gandaki Province | Intra-provincial | Gorkha
TL0311 | Super Melamchi - Samundratar - 132 kV | Super Melamchi | Samundratar | 132 | Future |  |  |  | 16.46 | Bagmati Province | Intra-provincial | Sindhupalchok, Nuwakot
TL0312 | Mathilo Langtang - Chilime - 132 kV | Mathilo Langtang | Chilime | 132 | Future |  |  |  | 19.72 | Bagmati Province | Intra-provincial | Rasuwa
TL0313 | Myagdi Kh - L Manang Marsuandi - 132 kV | Myagdi Kh | L Manang Marsuandi | 132 | Future |  |  |  | 5.94 | Gandaki Province | Intra-provincial | Lamjung, Manang
TL0314 | Mewa - Tamor - 132 kV | Mewa | Tamor | 132 | Future |  |  |  | 0.85 | Koshi Province | Intra-provincial | Taplejung
TL0315 | Kerabari SS - Markhichowk (new Marsyandi) - 132 kV | Kerabari SS | Markhichowk (new Marsyandi) | 132 | Future |  |  |  | 31.11 | Gandaki Province | Intra-provincial | Gorkha, Tanahu
TL0316 | Kamane- Pathlaiya - 132 kV |  |  | 132 | Future |  |  |  | 30.1 | Madhesh Province, Bagmati Province | Inter-provincial | Bara, Makawanpur
TL0317 | Balanch - West Seti - 132 kV | Balanch | West Seti | 132 | Future |  |  |  | 50.13 | Sudurpashchim Province | Intra-provincial | Darchula, Baitadi, Dadeldhura, Doti
TL0318 | Godak - Anarmani - 132 kV | Godak | Anarmani | 132 | Future |  | Double | BEAR | 27.47 | Koshi Province | Intra-provincial | Ilam, Jhapa | NEA FY24/25 report (Planned 132kV): "Godak -Anarmani", 250 sq.mm
TL0319 | Chapartola SS - Budhiganga SS - 132 kV | Chapartola SS | Budhiganga SS | 132 | Future |  |  |  | 39.61 | Sudurpashchim Province | Intra-provincial | Doti, Achham
TL0320 | Pahalmanpur - Chapartola SS - 132 kV | Pahalmanpur | Chapartola SS | 132 | Future |  |  |  | 44.83 | Sudurpashchim Province, Karnali Province | Inter-provincial | Kailali, Surkhet, Doti
TL0321 | Dailekh - Jumla - 132 kV | Dailekh | Jumla | 132 | Future |  |  |  | 65.84 | Karnali Province | Intra-provincial | Dailekh, Kalikot, Jumla
TL0322 | New Bharatpur - New Damauli - 220 kV | New Bharatpur | New Damauli | 220 | Future |  |  |  | 33.86 | Bagmati Province, Gandaki Province | Inter-provincial | Chitawan, Tanahu
TL0323 | Trishuli 3B Hub - Up Trishuli 1 - 220 kV | Trishuli 3B Hub | Up Trishuli 1 | 220 | Future |  |  |  | 7.91 | Bagmati Province | Intra-provincial | Rasuwa, Nuwakot
TL0324 | Tamor Hub - Upper Tamor - 220 kV | Tamor Hub | Upper Tamor | 220 | Future |  |  |  | 20.41 | Koshi Province | Intra-provincial | Taplejung
TL0325 | New Marsyangdi - Super Trishuli Galchhi - 220 kV | New Marsyangdi | Super Trishuli Galchhi | 220 | Future |  |  |  | 10.53 | Bagmati Province, Gandaki Province | Inter-provincial | Chitawan, Gorkha, Tanahu
TL0326 | Dudhkosi 2 - Tingla 2 Hub - 220 kV | Dudhkosi 2 | Tingla 2 Hub | 220 | Future |  |  |  | 10.94 | Koshi Province | Intra-provincial | Khotang, Solukhumbu
TL0327 | Khimti Shivalaya St. - New Khimti - 220 kV | Khimti Shivalaya St. | New Khimti | 220 | Future |  |  |  | 17.73 | Bagmati Province | Intra-provincial | Dolakha, Ramechhap
TL0328 | Lantang Kh St. - Chilime Hub - 220 kV | Lantang Kh St. | Chilime Hub | 220 | Future |  |  |  | 7.43 | Bagmati Province | Intra-provincial | Rasuwa
TL0329 | Matatirtha - Balaju - 220 kV | Matatirtha | Balaju | 220 | Future |  |  |  | 8.11 | Bagmati Province | Intra-provincial | Kathmandu
TL0330 | Manang Marsyandi - Manang - 220 kV | Manang Marsyandi | Manang | 220 | Future |  |  |  | 1.51 | Gandaki Province | Intra-provincial | Manang
TL0331 | Kalig Gorge - Dana - 220 kV | Kalig Gorge | Dana | 220 | Future |  |  |  | 1.66 | Gandaki Province | Intra-provincial | Myagdi
TL0332 | M Kalig - Kalig Gorge - 220 kV | M Kalig | Kalig Gorge | 220 | Future |  |  |  | 4.54 | Gandaki Province | Intra-provincial | Myagdi
TL0333 | Kalig-Kowan - Dana - 220 kV | Kalig-Kowan | Dana | 220 | Future |  |  |  | 7.56 | Gandaki Province | Intra-provincial | Mustang, Myagdi
TL0334 | U Tamak HPP - U Tamakoshi Hub - 220 kV | U Tamak HPP | U Tamakoshi Hub | 220 | Future |  |  |  | 0.74 | Bagmati Province | Intra-provincial | Dolakha
TL0335 | Khudi - Damauli - 220 kV | Khudi | Damauli | 220 | Future |  |  |  | 40.53 | Gandaki Province | Intra-provincial | Lamjung, Tanahu
TL0336 | U Marsyandi 2 - Khudi - 220 kV | U Marsyandi 2 | Khudi | 220 | Future |  |  |  | 9.65 | Gandaki Province | Intra-provincial | Lamjung
TL0337 | Lapche - Up Tamakhoshi - 220 kV | Lapche | Up Tamakhoshi | 220 | Future |  |  |  | 14.6 | Bagmati Province | Intra-provincial | Dolakha
TL0338 | Mulpani Tapping - Lapsephedi - 220 kV | Mulpani Tapping | Lapsephedi | 220 | Future |  |  |  | 13.72 | Bagmati Province | Intra-provincial | Bhaktapur, Kathmandu
TL0339 | Balaju - Mulpani Tapping - 220 kV | Balaju | Mulpani Tapping | 220 | Future |  |  |  | 18.7 | Bagmati Province | Intra-provincial | Kathmandu, Bhaktapur
TL0340 | Matatirtha - Mulpani Tapping - 220 kV | Matatirtha | Mulpani Tapping | 220 | Future |  |  |  | 32.1 | Bagmati Province | Intra-provincial | Kathmandu, Lalitpur, Bhaktapur
TL0341 | Phidim - New Basantapur - 220 kV | Phidim | New Basantapur | 220 | Future |  |  |  | 4.08 | Koshi Province | Intra-provincial | Panchthar, Terhathum, Sankhuwasabha
TL0342 | Sitalpati - Dhungesanu SS - 220 kV | Sitalpati | Dhungesanu SS | 220 | Future |  |  |  | 48.99 | Koshi Province | Intra-provincial | Sankhuwasabha, Taplejung
TL0343 | Barhabise - Lamabagar SS - 220 kV | Barhabise | Lamabagar SS | 220 | Future |  |  |  | 41.68 | Bagmati Province | Intra-provincial | Sindhupalchok, Dolakha
TL0344 | Lekhnath - Damauli - 220 kV | Lekhnath | Damauli | 220 | Future | 2027/28 | Double | MOOSE | 35.95 | Gandaki Province | Intra-provincial | Kaski, Tanahu | NEA FY24/25 report (Under Construction 220kV): "Lekhnath-Damauli", 500 sq.mm
TL0345 | New Attariya - India - 400 kV | New Attariya | India | 400 | Future |  |  |  | 37.42 | Sudurpashchim Province | Cross-border | Kanchanpur
TL0346 | Inaruwa 400 kV SS - Biratnagar - 220 kV | Inaruwa 400 kV SS | Biratnagar | 220 | Future |  |  |  | 24.94 | Koshi Province | Intra-provincial | Sunsari
TL0347 | Daiji - Dhangadi SS - 220 kV | Daiji | Dhangadi SS | 220 | Future |  |  |  | 40.34 | Sudurpashchim Province | Intra-provincial | Kanchanpur, Kailali
TL0348 | Kohalpur - Betahani SS - 220 kV | Kohalpur | Betahani SS | 220 | Future |  |  |  | 15.26 | Lumbini Province | Intra-provincial | Banke
TL0349 | New Butwal - Shivapur - 220 kV | New Butwal | Shivapur | 220 | Future |  |  |  | 88.72 | Lumbini Province | Intra-provincial | Nawalparasi_W, Rupandehi, Kapilbastu
TL0350 | Arun III - Sitalpati - 400 kV | Arun III | Sitalpati | 400 | Future |  |  |  | 14.43 | Koshi Province | Intra-provincial | Sankhuwasabha
TL0351 | Tingla Hub 2 (lamane) - Dudhkoshi-4(Taksindu) - 400 kV | Tingla Hub 2 (lamane) | Dudhkoshi-4(Taksindu) | 400 | Future |  | Double | MOOSE | 1.6 | Koshi Province | Intra-provincial | Solukhumbu | NEA FY24/25 report (Planned 400kV): "Tingla-Dudhkoshi", 500 sq.mm
TL0352 | Sunkoshi St2 - Sun Koshi-3 HPP - 400 kV | Sunkoshi St2 | Sun Koshi-3 HPP | 400 | Future |  |  |  | 24.82 | Bagmati Province | Intra-provincial | Kabhrepalanchok, Ramechhap, Sindhuli
TL0353 | Humla SS - Phukot - 400 kV | Humla SS | Phukot | 400 | Future |  |  |  | 57.76 | Sudurpashchim Province, Karnali Province | Inter-provincial | Humla, Mugu, Bajura, Kalikot
TL0354 | Parwanipur - Birgunj - 400 kV | Parwanipur | Birgunj | 400 | Future | 2025/26 | Double | 1C, XLPE Cu Cable | 8.33 | Madhesh Province | Intra-provincial | Parsa, Bara | NEA FY24/25 report (Under Construction 132kV): "Birgunj-Parsauni UG"
TL0355 | Parwanipur - New Hetauda - 400 kV | Parwanipur | New Hetauda | 400 | Future |  |  |  | 39 | Madhesh Province, Bagmati Province | Inter-provincial | Parsa, Bara, Makawanpur
TL0356 | Jagdulla Khola - Jagdulla Hub - 400 kV | Jagdulla Khola | Jagdulla Hub | 400 | Future |  |  |  | 5.42 | Karnali Province | Intra-provincial | Rukum_W, Jajarkot, Dolpa
TL0357 | Tila 2 - Phukot - 400 kV | Tila 2 | Phukot | 400 | Future |  |  |  | 15.39 | Karnali Province | Intra-provincial | Kalikot
TL0358 | Pulkhot Hub - Tila-1 - 400 kV | Pulkhot Hub | Tila-1 | 400 | Future |  |  |  | 5.55 | Karnali Province | Intra-provincial | Kalikot
TL0359 | Bheri 4 - Mainatar - 400 kV | Bheri 4 | Mainatar | 400 | Future |  |  |  | 23.92 | Karnali Province | Intra-provincial | Salyan, Surkhet
TL0360 | Burtibang - Kusma - 400 kV | Burtibang | Kusma | 400 | Future |  |  |  | 53.69 | Gandaki Province | Intra-provincial | Baglung, Parbat
TL0361 | Bafikot - New Lamahi - 400 kV | Bafikot | New Lamahi | 400 | Future |  |  |  | 92.28 | Karnali Province, Lumbini Province | Inter-provincial | Rukum_W, Rolpa, Dang
TL0362 | Chainpur Seti - Bajhang - 400 kV | Chainpur Seti | Bajhang | 400 | Future |  |  |  | 2.56 | Sudurpashchim Province | Intra-provincial | Bajhang
TL0363 | Budhiganga - Ratmate - 400 kV | Budhiganga | Ratmate | 400 | Future |  |  |  | 28.39 | Gandaki Province, Bagmati Province | Inter-provincial | Dhading, Gorkha, Nuwakot
TL0364 | Bafikot - Burtibang - 400 kV | Bafikot | Burtibang | 400 | Future |  |  |  | 80.74 | Karnali Province, Lumbini Province, Gandaki Province | Inter-provincial | Rukum_W, Rukum_E, Rolpa, Baglung
TL0365 | New Lamahi - New Butwal - 400 kV | New Lamahi | New Butwal | 400 | Future |  |  |  | 137.65 | Lumbini Province | Intra-provincial | Dang, Arghakhanchi, Palpa, Rupandehi, Nawalparasi_W
TL0366 | Nalgad SS - Phukot - 400 kV | Nalgad SS | Phukot | 400 | Future |  |  |  | 95 | Karnali Province | Intra-provincial | Rukum_W, Jajarkot, Dailekh, Kalikot
TL0367 | Pancheswor - Phukot - 400 kV | Pancheswor | Phukot | 400 | Future |  |  |  | 140.97 | Sudurpashchim Province, Karnali Province | Inter-provincial | Baitadi, Dadeldhura, Doti, Achham, Kalikot
TL0368 | Daiji - Pancheswor - 400 kV | Daiji | Pancheswor | 400 | Future |  |  |  | 53.25 | Sudurpashchim Province | Intra-provincial | Kanchanpur, Dadeldhura, Baitadi
TL0369 | Nalsyau - Bafikot - 400 kV | Nalsyau | Bafikot | 400 | Future |  |  |  | 25.91 | Lumbini Province, Karnali Province | Inter-provincial | Rukum_E, Rukum_W, Jajarkot
TL0370 | Kusma Tapping - New Damauli - 400 kV | Kusma Tapping | New Damauli | 400 | Future |  |  |  | 72.48 | Gandaki Province | Intra-provincial | Baglung, Parbat, Syangja, Tanahu
TL0371 | Utter Ganga St - Bafikot Hub - 400 kV | Utter Ganga St | Bafikot Hub | 400 | Future |  |  |  | 30.75 | Lumbini Province, Karnali Province | Inter-provincial | Rukum_E, Rukum_W
TL0372 | Bheri 2 - Nalsyau - 400 kV | Bheri 2 | Nalsyau | 400 | Future |  |  |  | 2.47 | Karnali Province | Intra-provincial | Jajarkot
TL0373 | Nalgad St - Nalsyau Hub - 400 kV | Nalgad St | Nalsyau Hub | 400 | Future |  |  |  | 5.01 | Karnali Province | Intra-provincial | Jajarkot
TL0374 | Tribeni SS - Dunai - 400 kV | Tribeni SS | Dunai | 400 | Future |  |  |  | 37.99 | Karnali Province | Intra-provincial | Rukum_W, Dolpa
TL0375 | Mirchaiya - Dudhkoshi - 400 kV | Mirchaiya | Dudhkoshi | 400 | Future |  |  |  | 75.02 | Madhesh Province, Koshi Province | Inter-provincial | Siraha, Udayapur, Khotang
TL0376 | Betan Karnali - Betan - 400 kV | Betan Karnali | Betan | 400 | Future |  |  |  | 3.85 | Karnali Province, Sudurpashchim Province | Inter-provincial | Surkhet, Kailali
TL0377 | Phukot Karnali - Phukot - 400 kV | Phukot Karnali | Phukot | 400 | Future |  |  |  | 0.41 | Karnali Province | Intra-provincial | Kalikot
TL0378 | Bheri 3 St. - Mainatara - 400 kV | Bheri 3 St. | Mainatara | 400 | Future |  |  |  | 2.65 | Karnali Province | Intra-provincial | Surkhet
TL0379 | Khimti - Tingla New - 400 kV | Khimti | Tingla New | 400 | Future |  |  |  | 51.35 | Bagmati Province, Koshi Province | Inter-provincial | Dolakha, Ramechhap, Okhaldhunga, Solukhumbu
TL0380 | Tamakoshi 3 - New Khimti - 400 kV | Tamakoshi 3 | New Khimti | 400 | Future |  |  |  | 1.07 | Bagmati Province | Intra-provincial | Ramechhap
TL0381 | Dudhkoshi-4 - Tingla New - 400 kV | Dudhkoshi-4 | Tingla New | 400 | Future |  |  |  | 22.27 | Koshi Province | Intra-provincial | Solukhumbu
TL0382 | New Khimti - Sunkoshi St2 - 400 kV | New Khimti | Sunkoshi St2 | 400 | Future |  |  |  | 24.25 | Bagmati Province | Intra-provincial | Sindhuli, Ramechhap
TL0383 | Sunkoshi St2 - New Dhalkebar - 400 kV | Sunkoshi St2 | New Dhalkebar | 400 | Future |  | Double | MOOSE | 45.88 | Bagmati Province, Madhesh Province | Inter-provincial | Sindhuli, Mahottari, Dhanusha | NEA FY24/25 report (Planned 400kV): "Dudhkoshi-Dhalkebar", 500 sq.mm
TL0384 | Gumda - Ratmate - 400 kV | Gumda | Ratmate | 400 | Future |  |  |  | 50.71 | Gandaki Province, Bagmati Province | Inter-provincial | Gorkha, Dhading, Nuwakot
TL0385 | U Budhig - Gumda - 400 kV | U Budhig | Gumda | 400 | Future |  |  |  | 27.68 | Gandaki Province | Intra-provincial | Gorkha
TL0386 | Bheri 1 - Nalsyau Hub - 400 kV | Bheri 1 | Nalsyau Hub | 400 | Future |  |  |  | 14.44 | Karnali Province | Intra-provincial | Jajarkot, Rukum_W
TL0387 | Thuli Bheri - Jagdulla - 400 kV | Thuli Bheri | Jagdulla | 400 | Future |  |  |  | 4.54 | Karnali Province | Intra-provincial | Dolpa, Rukum_W
TL0388 | Humla K II - Mugu Karnali Hub - 400 kV | Humla K II | Mugu Karnali Hub | 400 | Future |  |  |  | 22.92 | Karnali Province | Intra-provincial | Humla
TL0389 | Sr6 - Betan - 400 kV | Sr6 | Betan | 400 | Future |  |  |  | 16.41 | Sudurpashchim Province, Karnali Province | Inter-provincial | Doti, Surkhet
TL0390 | Rupaligadh - Pancheswor - 400 kV | Rupaligadh | Pancheswor | 400 | Future |  | Single | MOOSE | 16.7 | Sudurpashchim Province | Intra-provincial | Baitadi, Dadeldhura | NEA FY24/25 report (Existing 220kV): "Koshi Corridor (Inaruwa-Basantapur-Baneshwor-Tumlingtar)", 500 sq.mm ¦ NEA FY24/25 report (Planned 220kV): "Koshi Corridor (Inaruwa-Basantapur-Baneshwor-Tumlingtar)", 500 sq.mm
TL0391 | U Budhik - Gumda Hub - 400 kV | U Budhik | Gumda Hub | 400 | Future |  |  |  | 18.08 | Gandaki Province | Intra-provincial | Gorkha
TL0392 | U Budhi G - Gumda Hub - 400 kV | U Budhi G | Gumda Hub | 400 | Future |  |  |  | 10.94 | Gandaki Province | Intra-provincial | Gorkha
TL0393 | Budhig Kha - Gumda Hub - 400 kV | Budhig Kha | Gumda Hub | 400 | Future |  |  |  | 9.71 | Gandaki Province | Intra-provincial | Gorkha
TL0394 | Budhi G Pork Kh - U Budhig Hub - 400 kV | Budhi G Pork Kh | U Budhig Hub | 400 | Future |  |  |  | 8.89 | Gandaki Province | Intra-provincial | Gorkha
TL0395 | Budhig Syar Kh - U Budhig Hub - 400 kV | Budhig Syar Kh | U Budhig Hub | 400 | Future |  |  |  | 0.85 | Gandaki Province | Intra-provincial | Gorkha
TL0396 | Ratmate - Chilime - 400 kV | Ratmate | Chilime | 400 | Future |  |  |  | 46.89 | Bagmati Province | Intra-provincial | Nuwakot, Rasuwa
TL0397 | Kimathanka - U Arun - 400 kV | Kimathanka | U Arun | 400 | Future |  |  |  | 27.12 | Koshi Province | Intra-provincial | Sankhuwasabha
TL0398 | Humla K I - Mugu Karnali Hub - 400 kV | Humla K I | Mugu Karnali Hub | 400 | Future |  |  |  | 20.05 | Karnali Province | Intra-provincial | Humla
TL0399 | Chilime - Borang - 400 kV | Chilime | Borang | 400 | Future |  |  |  | 13.2 | Bagmati Province | Intra-provincial | Rasuwa
TL0400 | West Seti HPP - West Seti Hub - 400 kV | West Seti HPP | West Seti Hub | 400 | Future |  |  |  | 1.12 | Sudurpashchim Province | Intra-provincial | Dadeldhura, Doti
TL0401 | Mainatada - Kohalpur - 400 kV | Mainatada | Kohalpur | 400 | Future |  |  |  | 31.11 | Karnali Province, Lumbini Province | Inter-provincial | Surkhet, Salyan, Banke
TL0402 | Dododhara - Daiji - 400 kV | Dododhara | Daiji | 400 | Future |  |  |  | 80.32 | Sudurpashchim Province | Intra-provincial | Kailali, Kanchanpur
TL0403 | Daiji - West Seti - 400 kV | Daiji | West Seti | 400 | Future |  |  |  | 67.66 | Sudurpashchim Province | Intra-provincial | Kanchanpur, Dadeldhura, Doti
TL0404 | Bajhang - West Seti - 400 kV | Bajhang | West Seti | 400 | Future |  |  |  | 72.25 | Sudurpashchim Province | Intra-provincial | Bajhang, Doti, Dadeldhura
TL0405 | L Arun - Khandbari - 220 kV | L Arun | Khandbari | 220 | Future |  |  |  | 4.79 | Koshi Province | Intra-provincial | Sankhuwasabha
TL0406 | Haitar - Sitalpati - 400 kV | Haitar | Sitalpati | 400 | Future |  |  |  | 34.57 | Koshi Province | Intra-provincial | Sankhuwasabha
TL0407 | U Arun HPP - U Arun Hub - 220 kV | U Arun HPP | U Arun Hub | 220 | Future |  |  |  | 1.84 | Koshi Province | Intra-provincial | Sankhuwasabha
TL0408 | Arun 4 - U Arun - 220 kV | Arun 4 | U Arun | 220 | Future |  |  |  | 5.19 | Koshi Province | Intra-provincial | Sankhuwasabha
TL0409 | Phukot K - Phukot Hub - 220 kV | Phukot K | Phukot Hub | 220 | Future |  |  |  | 0.54 | Karnali Province | Intra-provincial | Kalikot
TL0410 | Nalgad SS - Mainatada - 400 kV | Nalgad SS | Mainatada | 400 | Future |  |  |  | 75.08 | Karnali Province | Intra-provincial | Jajarkot, Rukum_W, Salyan, Surkhet
TL0411 | Nalgad SS - Tribeni SS - 400 kV | Nalgad SS | Tribeni SS | 400 | Future |  |  |  | 32.93 | Karnali Province | Intra-provincial | Jajarkot, Rukum_W
TL0412 | Mainatada - New Lamahi - 400 kV | Mainatada | New Lamahi | 400 | Future |  |  |  | 91.03 | Karnali Province, Lumbini Province | Inter-provincial | Surkhet, Salyan, Dang
TL0413 | Dododhara - Mainatada - 400 kV | Dododhara | Mainatada | 400 | Future |  |  |  | 87.03 | Sudurpashchim Province, Karnali Province | Inter-provincial | Kailali, Surkhet
TL0414 | West Seti - Dododhara - 400 kV | West Seti | Dododhara | 400 | Future |  |  |  | 79.48 | Sudurpashchim Province | Intra-provincial | Doti, Kailali
TL0415 | Inaruwa 400 kV SS - Sitalpati - 400 kV | Inaruwa 400 kV SS | Sitalpati | 400 | Future |  |  |  | 94.67 | Koshi Province | Intra-provincial | Sunsari, Dhankuta, Bhojpur, Sankhuwasabha
TL0416 | Tingla New - Dudhkoshi - 400 kV | Tingla New | Dudhkoshi | 400 | Future |  |  |  | 33.51 | Koshi Province | Intra-provincial | Solukhumbu, Okhaldhunga, Khotang
TL0417 | Sitalpati - Tingla New - 400 kV | Sitalpati | Tingla New | 400 | Future |  |  |  | 73.85 | Koshi Province | Intra-provincial | Sankhuwasabha, Bhojpur, Khotang, Solukhumbu
TL0418 | Inaruwa 400 kV SS - Anarmani 400kV SS - 400 kV | Inaruwa 400 kV SS | Anarmani 400kV SS | 400 | Future |  | Double | MOOSE | 89.57 | Koshi Province | Intra-provincial | Sunsari, Morang, Jhapa | NEA FY24/25 report (Planned 400kV): "Inaruwa Anarmani", 500 sq.mm
TL0419 | Bajhang - U Balanch - 400 kV | Bajhang | U Balanch | 400 | Future |  |  |  | 16.32 | Sudurpashchim Province | Intra-provincial | Bajhang
TL0420 | Bajhang - Humla SS - 400 kV | Bajhang | Humla SS | 400 | Future |  |  |  | 49.1 | Sudurpashchim Province, Karnali Province | Inter-provincial | Bajhang, Bajura, Humla
TL0421 | Pahalmanpur - Dododhara - 400 kV | Pahalmanpur | Dododhara | 400 | Future |  |  |  | 132.4 | Sudurpashchim Province | Intra-provincial | Kailali
TL0422 | New Hetauda - Dhalkebar 400/220/132 kV SS - 400 kV | New Hetauda | Dhalkebar 400/220/132 kV SS | 400 | Future |  |  |  | 135.21 | Bagmati Province, Madhesh Province | Inter-provincial | Makawanpur, Bara, Rautahat, Sarlahi, Mahottari, Dhanusha
TL0423 | Nijgad SS - Sukdevchaur - 400 kV | Nijgad SS | Sukdevchaur | 400 | Future |  |  |  | 29.34 | Madhesh Province | Intra-provincial | Bara, Rautahat
TL0424 | Mirchaiya - Jaynagar - 400 kV | Mirchaiya | Jaynagar | 400 | Future |  |  |  | 16.03 | Madhesh Province | Intra-provincial | Siraha
TL0425 | Nijgad SS - Parwanipur - 400 kV | Nijgad SS | Parwanipur | 400 | Future |  |  |  | 31.54 | Madhesh Province | Intra-provincial | Bara
TL0426 | Parwanipur - Pokhariya - 400 kV | Parwanipur | Pokhariya | 400 | Future |  |  |  | 18.07 | Madhesh Province | Intra-provincial | Bara, Parsa
TL0427 | Dailekh - Surkhet - 132 kV | Dailekh | Surkhet | 132 | Proposed | 2026/27 | Double | BEAR | 32.65 | Karnali Province | Intra-provincial | Dailekh, Surkhet | NEA FY24/25 report (Under Construction 132kV): "Kohalpur-Surkhet-Dailekh", 250 sq.mm
TL0428 | Tamghash - Kali Gandaki - 132 kV | Tamghash | Kali Gandaki | 132 | Proposed |  |  |  | 42.37 | Lumbini Province, Gandaki Province | Inter-provincial | Gulmi, Syangja
TL0429 | Bhaktapur - Baneshwor New Airport - 132 kV | Bhaktapur | Baneshwor New Airport | 132 | Proposed |  |  |  | 7.18 | Bagmati Province | Intra-provincial | Bhaktapur, Kathmandu
TL0430 | Markhichowk (new Marsyandi) - Damauli - 132 kV | Markhichowk (new Marsyandi) | Damauli | 132 | Proposed |  |  |  | 24.31 | Gandaki Province | Intra-provincial | Tanahu
TL0431 | Lahachowk 132 kV SS - Lekhnath - 132 kV | Lahachowk 132 kV SS | Lekhnath | 132 | Proposed |  | Double | BEAR | 23.98 | Gandaki Province | Intra-provincial | Kaski | NEA FY24/25 report (Existing 132kV): "New Modi -Lahachwok -Lekhnath", 250 sq.mm
TL0432 | New Modi - Modi - 132 kV | New Modi | Modi | 132 | Proposed | 2025/26 | Double | BEAR | 0.3 | Gandaki Province | Intra-provincial | Parbat | NEA FY24/25 report (Under Construction 132kV): "Kushma -Lower Modi -Modi", 250 sq.mm
TL0433 | U Balanch - Balanch - 132 kV | U Balanch | Balanch | 132 | Proposed |  |  |  | 21.53 | Sudurpashchim Province | Intra-provincial | Darchula, Baitadi
TL0434 | Balanch Hub - Chamlelyia - 132 kV | Balanch Hub | Chamlelyia | 132 | Proposed | 2025/26 | Double | CARDINAL | 0.99 | Sudurpashchim Province | Intra-provincial | Baitadi | NEA FY24/25 report (Under Construction 132kV): "Dhalkebar- Balganga", 420 sq.mm
TL0435 | Tingla Hub 2 (lamane) - Upper Solu Khola Small - 132 kV | Tingla Hub 2 (lamane) | Upper Solu Khola Small | 132 | Proposed |  |  |  | 2.72 | Koshi Province | Intra-provincial | Solukhumbu
TL0436 | Janakpur - Dhalkebar 400/220/132 kV SS - 132 kV | Janakpur | Dhalkebar 400/220/132 kV SS | 132 | Proposed |  |  |  | 23.18 | Madhesh Province | Intra-provincial | Dhanusha
TL0437 | Jaleswor - Janakpur - 132 kV | Jaleswor | Janakpur | 132 | Proposed |  | Single | MOOSE | 11.79 | Madhesh Province | Intra-provincial | Mahottari, Dhanusha | NEA FY24/25 report (Existing 220kV): "Koshi Corridor (Inaruwa-Basantapur-Baneshwor-Tumlingtar)", 500 sq.mm ¦ NEA FY24/25 report (Planned 220kV): "Koshi Corridor (Inaruwa-Basantapur-Baneshwor-Tumlingtar)", 500 sq.mm
TL0438 | Jaynagar - Mirchaiya - 132 kV | Jaynagar | Mirchaiya | 132 | Proposed |  |  |  | 22.97 | Madhesh Province | Intra-provincial | Dhanusha, Siraha
TL0439 | Sukhipur SS - Lahan - 132 kV | Sukhipur SS | Lahan | 132 | Proposed |  | Double | BEAR | 14.31 | Madhesh Province | Intra-provincial | Siraha | NEA FY24/25 report (Planned 132kV): "Lahan Sukhipur", 250 sq.mm
TL0440 | Tulsipur - Hapure - 132 kV | Tulsipur | Hapure | 132 | Proposed |  |  |  | 15.9 | Lumbini Province | Intra-provincial | Dang
TL0441 | L Hewa - Phidim - 132 kV | L Hewa | Phidim | 132 | Proposed |  |  |  | 5.03 | Koshi Province | Intra-provincial | Panchthar
TL0442 | Inkhu - Tingla 1 - 132 kV | Inkhu | Tingla 1 | 132 | Proposed |  |  |  | 18.25 | Koshi Province | Intra-provincial | Solukhumbu
TL0443 | U Chaku A - Bhotekoshi - 132 kV | U Chaku A | Bhotekoshi | 132 | Proposed |  |  |  | 4.58 | Bagmati Province | Intra-provincial | Sindhupalchok
TL0444 | U Bhotekohi - Bhotekoshi - 132 kV | U Bhotekohi | Bhotekoshi | 132 | Proposed |  |  |  | 0.3 | Bagmati Province | Intra-provincial | Sindhupalchok
TL0445 | Barhabise - Lamosangu - 132 kV | Barhabise | Lamosangu | 132 | Proposed | 2025/26 | Single | BEAR | 8.2 | Bagmati Province | Intra-provincial | Sindhupalchok | NEA FY24/25 report (Under Construction 132kV): "Barhabise Lamosaghu 2nd Circuit (Sunkoshi 132 kV SS)", 250 sq.mm
TL0446 | U Trishuli - 3A - Trishuli 3B Hub - 132 kV | U Trishuli | 3A - Trishuli 3B Hub | 132 | Proposed |  |  |  | 1.86 | Bagmati Province | Intra-provincial | Rasuwa, Nuwakot
TL0447 | Kulekhani I - Siuchatar - 132 kV | Kulekhani I | Siuchatar | 132 | Proposed |  |  |  | 24.08 | Bagmati Province | Intra-provincial | Kathmandu, Makawanpur
TL0448 | Tingla 1 - Tingla New - 132 kV | Tingla 1 | Tingla New | 132 | Proposed |  |  |  | 1.56 | Koshi Province | Intra-provincial | Solukhumbu
TL0449 | Barhabise - Middle Bhotekoshi - 132 kV | Barhabise | Middle Bhotekoshi | 132 | Proposed |  |  |  | 4.4 | Bagmati Province | Intra-provincial | Sindhupalchok
TL0450 | Samundratar - Trishuli 3B - 132 kV | Samundratar | Trishuli 3B | 132 | Proposed |  | Double | AAAC Upas | 22.59 | Bagmati Province | Intra-provincial | Nuwakot, Rasuwa | NEA FY24/25 report (Existing 132kV): "Samundratar - Trishuli 3B Hub", 300 sq.mm
TL0451 | Budhi G Nadi - U Budhi G Hub - 132 kV | Budhi G Nadi | U Budhi G Hub | 132 | Proposed |  |  |  | 0.39 | Gandaki Province | Intra-provincial | Gorkha
TL0452 | Budhi G Syar Kh - U Budhi G Hub - 132 kV | Budhi G Syar Kh | U Budhi G Hub | 132 | Proposed |  |  |  | 0.88 | Gandaki Province | Intra-provincial | Gorkha
TL0453 | Modi Kh - U Modi A - 132 kV | Modi Kh | U Modi A | 132 | Proposed |  |  |  | 5.31 | Gandaki Province | Intra-provincial | Parbat, Kaski
TL0454 | Sisne - Bafikot - 132 kV | Sisne | Bafikot | 132 | Proposed |  |  |  | 15.27 | Lumbini Province, Karnali Province | Inter-provincial | Rukum_E, Rukum_W
TL0455 | U-Dudhkoshi - Dudhkoshi-4 - 132 kV | U-Dudhkoshi | Dudhkoshi-4 | 132 | Proposed |  |  |  | 13.76 | Koshi Province | Intra-provincial | Solukhumbu
TL0456 | L Solu - Tingla 1 - 132 kV | L Solu | Tingla 1 | 132 | Proposed |  |  |  | 3.89 | Koshi Province | Intra-provincial | Solukhumbu
TL0457 | Hangpang - Tamor Mewa - 132 kV | Hangpang | Tamor Mewa | 132 | Proposed |  |  |  | 7.06 | Koshi Province | Intra-provincial | Taplejung
TL0458 | Kerabari SS - Markhichowk (new Marsyandi) - 132 kV | Kerabari SS | Markhichowk (new Marsyandi) | 132 | Proposed |  |  |  | 31.11 | Gandaki Province | Intra-provincial | Gorkha, Tanahu
TL0459 | Balanch - West Seti - 132 kV | Balanch | West Seti | 132 | Proposed |  |  |  | 50.13 | Sudurpashchim Province | Intra-provincial | Darchula, Baitadi, Dadeldhura, Doti
TL0460 | Godak - Anarmani - 132 kV | Godak | Anarmani | 132 | Proposed |  | Double | BEAR | 27.47 | Koshi Province | Intra-provincial | Ilam, Jhapa | NEA FY24/25 report (Planned 132kV): "Godak -Anarmani", 250 sq.mm
TL0461 | Pahalmanpur - Chapartola SS - 132 kV | Pahalmanpur | Chapartola SS | 132 | Proposed |  |  |  | 44.83 | Sudurpashchim Province, Karnali Province | Inter-provincial | Kailali, Surkhet, Doti
TL0462 | Phukot - Jumla - 132 kV | Phukot | Jumla | 132 | Proposed |  |  |  | 56.79 | Karnali Province | Intra-provincial | Kalikot, Jumla
TL0463 | Surkhet - Kohalpur - 132 kV | Surkhet | Kohalpur | 132 | Proposed | 2026/27 | Double | BEAR | 42.27 | Karnali Province, Lumbini Province | Inter-provincial | Surkhet, Banke, Bardiya | NEA FY24/25 report (Under Construction 132kV): "Kohalpur-Surkhet-Dailekh", 250 sq.mm
TL0464 | Madichaur (khungri) - Bafikot - 132 kV | Madichaur (khungri) | Bafikot | 132 | Proposed | 2025/26 | Double | CARDINAL | 14.18 | Lumbini Province | Intra-provincial | Rolpa | NEA FY24/25 report (Under Construction 132kV): "Bafikot-Madichaur (Khungri)", 250 sq.mm
TL0465 | Bafikot - Nalgad SS - 132 kV | Bafikot | Nalgad SS | 132 | Proposed |  |  |  | 13.55 | Karnali Province | Intra-provincial | Rukum_W
TL0466 | Sisne - Bafikot - 132 kV | Sisne | Bafikot | 132 | Proposed |  |  |  | 4.46 | Lumbini Province, Karnali Province | Inter-provincial | Rolpa, Rukum_W
TL0467 | Madichaur (khungri) - Bafikot - 132 kV | Madichaur (khungri) | Bafikot | 132 | Proposed | 2025/26 | Double | CARDINAL | 14.14 | Lumbini Province | Intra-provincial | Rolpa | NEA FY24/25 report (Under Construction 132kV): "Bafikot-Madichaur (Khungri)", 250 sq.mm
TL0468 | Sisne - Bafikot - 132 kV | Sisne | Bafikot | 132 | Proposed |  |  |  | 4.5 | Karnali Province | Intra-provincial | Rukum_W
TL0469 | Madichaur (khungri) - Tulsipur - 132 kV | Madichaur (khungri) | Tulsipur | 132 | Proposed |  |  |  | 22.11 | Lumbini Province | Intra-provincial | Rolpa
TL0470 | Madichaur (khungri) - Ghorahi S/s - 132 kV | Madichaur (khungri) | Ghorahi S/s | 132 | Proposed |  |  |  | 37.01 | Lumbini Province | Intra-provincial | Rolpa, Pyuthan, Dang
TL0471 | Rahughat - Dandakhet - 132 kV | Rahughat | Dandakhet | 132 | Proposed |  |  |  | 20.08 | Gandaki Province | Intra-provincial | Parbat, Myagdi
TL0472 | Burtibang - Dandakhet - 132 kV | Burtibang | Dandakhet | 132 | Proposed |  |  |  | 25.16 | Gandaki Province | Intra-provincial | Baglung, Myagdi
TL0473 | Lapang - Borang - 132 kV | Lapang | Borang | 132 | Proposed |  |  |  | 23.65 | Bagmati Province | Intra-provincial | Dhading
TL0474 | Likhu - Khimti - 132 kV | Likhu | Khimti | 132 | Proposed |  |  |  | 28.47 | Koshi Province, Bagmati Province | Inter-provincial | Solukhumbu, Ramechhap, Dolakha
TL0475 | Rupani - Bodebarsaine - 132 kV | Rupani | Bodebarsaine | 132 | Proposed |  | Double | BEAR | 18.48 | Madhesh Province | Intra-provincial | Saptari | NEA FY24/25 report (Planned 132kV): "Rupani-Bodebarsain", 250 sq.mm
TL0476 | Mewa - Dhungesanu SS - 132 kV | Mewa | Dhungesanu SS | 132 | Proposed |  |  |  | 19.14 | Koshi Province | Intra-provincial | Taplejung
TL0477 | Dhungesanu SS - Amarpur(kabeli) - 132 kV | Dhungesanu SS | Amarpur(kabeli) | 132 | Proposed |  |  |  | 18.79 | Koshi Province | Intra-provincial | Taplejung, Panchthar
TL0478 | Chapartola SS - Budhiganga SS - 132 kV | Chapartola SS | Budhiganga SS | 132 | Proposed |  |  |  | 39.61 | Sudurpashchim Province | Intra-provincial | Doti, Achham
TL0479 | Ridi - Kali Gandaki - 132 kV | Ridi | Kali Gandaki | 132 | Proposed | 2025/26 | Double | BEAR | 18.08 | Lumbini Province, Gandaki Province | Inter-provincial | Gulmi, Palpa, Syangja | NEA FY24/25 report (Under Construction 132kV): "Kaligandaki- Ridi", 250 sq.mm
TL0480 | Inaruwa 400 kV SS - Biratnagar - 132 kV | Inaruwa 400 kV SS | Biratnagar | 132 | Proposed |  |  |  | 20.63 | Koshi Province | Intra-provincial | Sunsari
TL0481 | Anarmani - Bhadrapur - 132 kV | Anarmani | Bhadrapur | 132 | Proposed |  |  |  | 15.19 | Koshi Province | Intra-provincial | Jhapa
TL0482 | Mainatada - Kohalpur - 400 kV | Mainatada | Kohalpur | 400 | Proposed |  |  |  | 31.11 | Karnali Province, Lumbini Province | Inter-provincial | Surkhet, Salyan, Banke
TL0483 | Dailekh - Phukot - 132 kV | Dailekh | Phukot | 132 | Proposed |  |  |  | 36.54 | Karnali Province | Intra-provincial | Dailekh, Kalikot
TL0484 | Mulpani Tapping - Lapsephedi - 220 kV | Mulpani Tapping | Lapsephedi | 220 | Proposed |  |  |  | 13.72 | Bagmati Province | Intra-provincial | Bhaktapur, Kathmandu
TL0485 | Chapur - Dhalkebar 400/220/132 kV SS - 132 kV | Chapur | Dhalkebar 400/220/132 kV SS | 132 | Proposed |  |  |  | 74.38 | Madhesh Province | Intra-provincial | Rautahat, Sarlahi, Dhanusha
TL0486 | Kohalpur - Nepalgaung SS - 132 kV | Kohalpur | Nepalgaung SS | 132 | Proposed |  |  |  | 12.43 | Lumbini Province | Intra-provincial | Banke
TL0487 | New Bharatpur - New Damauli - 220 kV | New Bharatpur | New Damauli | 220 | Proposed |  |  |  | 33.86 | Bagmati Province, Gandaki Province | Inter-provincial | Chitawan, Tanahu
TL0488 | Matatirtha - Tinpiple - 220 kV | Matatirtha | Tinpiple | 220 | Proposed |  |  |  | 8.11 | Bagmati Province | Intra-provincial | Kathmandu, Dhading
TL0489 | Kalig Gorge - Dana - 220 kV | Kalig Gorge | Dana | 220 | Proposed |  |  |  | 1.66 | Gandaki Province | Intra-provincial | Myagdi
TL0490 | Tinpiple - Lapsephedi - 220 kV | Tinpiple | Lapsephedi | 220 | Proposed |  |  |  | 25.51 | Bagmati Province | Intra-provincial | Kathmandu
TL0491 | Sitalpati - Dhungesanu SS - 220 kV | Sitalpati | Dhungesanu SS | 220 | Proposed |  |  |  | 48.99 | Koshi Province | Intra-provincial | Sankhuwasabha, Taplejung
TL0492 | Barhabise - Lamabagar SS - 220 kV | Barhabise | Lamabagar SS | 220 | Proposed |  |  |  | 42.08 | Bagmati Province | Intra-provincial | Sindhupalchok, Dolakha
TL0493 | Lekhnath - New Damauli - 220 kV | Lekhnath | New Damauli | 220 | Proposed |  |  |  | 39.29 | Gandaki Province | Intra-provincial | Kaski, Tanahu
TL0494 | Inaruwa 400 kV SS - New Biratnagar - 220 kV | Inaruwa 400 kV SS | New Biratnagar | 220 | Proposed |  |  |  | 30.81 | Koshi Province | Intra-provincial | Sunsari, Morang
TL0495 | Manang - Khudi - 220 kV | Manang | Khudi | 220 | Proposed |  |  |  | 30.08 | Gandaki Province | Intra-provincial | Manang, Lamjung
TL0496 | Udipur 220/132 - Khudi - 220 kV | Udipur 220/132 | Khudi | 220 | Proposed |  |  |  | 15.45 | Gandaki Province | Intra-provincial | Lamjung
TL0497 | Markhichowk (new Marsyandi) - Udipur 220/132 - 220 kV | Markhichowk (new Marsyandi) | Udipur 220/132 | 220 | Proposed |  |  |  | 35.93 | Gandaki Province | Intra-provincial | Gorkha, Tanahu, Lamjung
TL0498 | Ratmate - Lapang - 220 kV | Ratmate | Lapang | 220 | Proposed |  |  |  | 22.53 | Bagmati Province | Intra-provincial | Nuwakot, Dhading
TL0499 | Trishuli 3B - Chilime - 220 kV | Trishuli 3B | Chilime | 220 | Proposed |  |  |  | 25.1 | Bagmati Province | Intra-provincial | Nuwakot, Rasuwa
TL0500 | Dhalkebar 400/220/132 kV SS - Gausala - 220 kV | Dhalkebar 400/220/132 kV SS | Gausala | 220 | Proposed |  |  |  | 20.98 | Madhesh Province | Intra-provincial | Dhanusha, Mahottari
TL0501 | Tamor - Dhungesanu SS - 220 kV | Tamor | Dhungesanu SS | 220 | Proposed |  |  |  | 30.23 | Koshi Province | Intra-provincial | Taplejung
TL0502 | Tumlingtar - Sitalpati - 220 kV | Tumlingtar | Sitalpati | 220 | Proposed | 2025/26 | Double | MOOSE | 13.65 | Koshi Province | Intra-provincial | Bhojpur, Sankhuwasabha | NEA FY24/25 report (Under Construction 220kV): "Tumlingtar-Sitalpati", 500 sq.mm
TL0503 | Daiji - Dhangadi SS - 220 kV | Daiji | Dhangadi SS | 220 | Proposed |  |  |  | 43.54 | Sudurpashchim Province | Intra-provincial | Kanchanpur, Kailali
TL0504 | Khudi - New Damauli - 220 kV | Khudi | New Damauli | 220 | Proposed |  |  |  | 40.53 | Gandaki Province | Intra-provincial | Lamjung, Tanahu
TL0505 | Markhichowk (new Marsyandi) - New Bharatpur - 220 kV | Markhichowk (new Marsyandi) | New Bharatpur | 220 | Proposed |  |  |  | 27.83 | Gandaki Province, Bagmati Province | Inter-provincial | Gorkha, Tanahu, Chitawan
TL0506 | Chilime - U Budhig - 220 kV | Chilime | U Budhig | 220 | Proposed |  |  |  | 31.59 | Bagmati Province | Intra-provincial | Rasuwa
TL0507 | Ratmate - Malekhu 132kV Switching Station - 220 kV | Ratmate | Malekhu 132kV Switching Station | 220 | Proposed |  |  |  | 7.11 | Bagmati Province | Intra-provincial | Nuwakot, Dhading
TL0508 | Ratmate - Trishuli 3B - 220 kV | Ratmate | Trishuli 3B | 220 | Proposed |  |  |  | 22.18 | Bagmati Province | Intra-provincial | Nuwakot
TL0509 | New Mirchaiya SS - Balganga SS - 220 kV | New Mirchaiya SS | Balganga SS | 220 | Proposed |  |  |  | 23.46 | Madhesh Province | Intra-provincial | Siraha, Dhanusha
TL0510 | Matatirtha - Sirutar - 220 kV | Matatirtha | Sirutar | 220 | Proposed |  |  |  | 23.7 | Bagmati Province | Intra-provincial | Kathmandu, Lalitpur, Bhaktapur
TL0511 | New Biratnagar - Rangeli 220 kV SS - 220 kV | New Biratnagar | Rangeli 220 kV SS | 220 | Proposed |  |  |  | 22.7 | Koshi Province | Intra-provincial | Morang
TL0512 | Nepalgaung SS - Gulariya SS - 220 kV | Nepalgaung SS | Gulariya SS | 220 | Proposed |  |  |  | 27.2 | Lumbini Province | Intra-provincial | Banke, Bardiya
TL0513 | Rangeli 220 kV SS - Keraun 220 kV SS - 220 kV | Rangeli 220 kV SS | Keraun 220 kV SS | 220 | Proposed |  |  |  | 12.79 | Koshi Province | Intra-provincial | Morang
TL0514 | Keraun 220 kV SS - Belbari 220 kV SS - 220 kV | Keraun 220 kV SS | Belbari 220 kV SS | 220 | Proposed |  |  |  | 24.67 | Koshi Province | Intra-provincial | Morang
TL0515 | Belbari 220 kV SS - Dharan - 220 kV | Belbari 220 kV SS | Dharan | 220 | Proposed |  |  |  | 19.14 | Koshi Province | Intra-provincial | Morang, Dhankuta
TL0516 | Rangeli 220 kV SS - Gauriganj 220 kV SS - 220 kV | Rangeli 220 kV SS | Gauriganj 220 kV SS | 220 | Proposed |  |  |  | 21.83 | Koshi Province | Intra-provincial | Morang, Jhapa
TL0517 | Gauriganj 220 kV SS - Anarmani 400kV SS - 220 kV | Gauriganj 220 kV SS | Anarmani 400kV SS | 220 | Proposed |  |  |  | 26.61 | Koshi Province | Intra-provincial | Jhapa
TL0518 | New Lamahi - Nepalgaung SS - 220 kV | New Lamahi | Nepalgaung SS | 220 | Proposed |  |  |  | 90.04 | Lumbini Province | Intra-provincial | Dang, Banke
TL0519 | New Butwal - Shivapur 220 kV - 220 kV | New Butwal | Shivapur 220 kV | 220 | Proposed |  |  |  | 86.95 | Lumbini Province | Intra-provincial | Nawalparasi_W, Rupandehi, Kapilbastu
TL0520 | Purbi Chitwan 220 kV - Jagatpur 220 kV - 220 kV | Purbi Chitwan 220 kV | Jagatpur 220 kV | 220 | Proposed |  |  |  | 31.68 | Bagmati Province | Intra-provincial | Chitawan
TL0521 | Kawasoti - Kawasoti 220 kV - 220 kV | Kawasoti | Kawasoti 220 kV | 220 | Proposed |  |  |  | 7.05 | Gandaki Province | Intra-provincial | Nawalparasi_E
TL0522 | Sirutar - Lapsephedi - 220 kV | Sirutar | Lapsephedi | 220 | Proposed |  |  |  | 19.7 | Bagmati Province | Intra-provincial | Bhaktapur, Kathmandu
TL0523 | Chainpur Seti - Bajhang - 400 kV | Chainpur Seti | Bajhang | 400 | Proposed |  |  |  | 2.56 | Sudurpashchim Province | Intra-provincial | Bajhang
TL0524 | New Mirchaiya SS - Dudhkoshi - 400 kV | New Mirchaiya SS | Dudhkoshi | 400 | Proposed |  |  |  | 75.02 | Madhesh Province, Koshi Province | Inter-provincial | Siraha, Udayapur, Khotang
TL0525 | Phukot Karnali - Phukot - 400 kV | Phukot Karnali | Phukot | 400 | Proposed |  |  |  | 0.41 | Karnali Province | Intra-provincial | Kalikot
TL0526 | Dudhkoshi-4 - Tingla New - 400 kV | Dudhkoshi-4 | Tingla New | 400 | Proposed |  |  |  | 22.27 | Koshi Province | Intra-provincial | Solukhumbu
TL0527 | Gumda - Ratmate - 400 kV | Gumda | Ratmate | 400 | Proposed |  |  |  | 50.71 | Gandaki Province, Bagmati Province | Inter-provincial | Gorkha, Dhading, Nuwakot
TL0528 | U Budhig - Gumda - 400 kV | U Budhig | Gumda | 400 | Proposed |  |  |  | 27.68 | Gandaki Province | Intra-provincial | Gorkha
TL0529 | Budhig Syar Kh - U Budhig Hub - 400 kV | Budhig Syar Kh | U Budhig Hub | 400 | Proposed |  |  |  | 0.85 | Gandaki Province | Intra-provincial | Gorkha
TL0530 | Dododhara - Daiji - 400 kV | Dododhara | Daiji | 400 | Proposed |  |  |  | 80.32 | Sudurpashchim Province | Intra-provincial | Kailali, Kanchanpur
TL0531 | Bajhang - West Seti - 400 kV | Bajhang | West Seti | 400 | Proposed |  |  |  | 72.25 | Sudurpashchim Province | Intra-provincial | Bajhang, Doti, Dadeldhura
TL0532 | L Arun - Khandbari - 220 kV | L Arun | Khandbari | 220 | Proposed |  |  |  | 4.79 | Koshi Province | Intra-provincial | Sankhuwasabha
TL0533 | Haitar - Sitalpati - 400 kV | Haitar | Sitalpati | 400 | Proposed |  |  |  | 34.57 | Koshi Province | Intra-provincial | Sankhuwasabha
TL0534 | Phukot K - Phukot Hub - 220 kV | Phukot K | Phukot Hub | 220 | Proposed |  |  |  | 0.54 | Karnali Province | Intra-provincial | Kalikot
TL0535 | Nalgad SS - Mainatada - 400 kV | Nalgad SS | Mainatada | 400 | Proposed |  |  |  | 75.08 | Karnali Province | Intra-provincial | Jajarkot, Rukum_W, Salyan, Surkhet
TL0536 | Mainatada - New Lamahi - 400 kV | Mainatada | New Lamahi | 400 | Proposed |  |  |  | 91.03 | Karnali Province, Lumbini Province | Inter-provincial | Surkhet, Salyan, Dang
TL0537 | West Seti - Dododhara - 400 kV | West Seti | Dododhara | 400 | Proposed |  |  |  | 79.48 | Sudurpashchim Province | Intra-provincial | Doti, Kailali
TL0538 | Inaruwa 400 kV SS - Sitalpati - 400 kV | Inaruwa 400 kV SS | Sitalpati | 400 | Proposed |  |  |  | 94.69 | Koshi Province | Intra-provincial | Sunsari, Dhankuta, Bhojpur, Sankhuwasabha
TL0539 | Tingla New - Dudhkoshi - 400 kV | Tingla New | Dudhkoshi | 400 | Proposed |  |  |  | 33.51 | Koshi Province | Intra-provincial | Solukhumbu, Okhaldhunga, Khotang
TL0540 | Nijgad SS - Parwanipur - 400 kV | Nijgad SS | Parwanipur | 400 | Proposed |  |  |  | 31.54 | Madhesh Province | Intra-provincial | Bara
TL0541 | Parwanipur - Pokhariya - 400 kV | Parwanipur | Pokhariya | 400 | Proposed |  |  |  | 18.07 | Madhesh Province | Intra-provincial | Bara, Parsa
TL0542 | Dododhara - Phukot - 400 kV | Dododhara | Phukot | 400 | Proposed |  |  |  | 94.62 | Sudurpashchim Province, Karnali Province | Inter-provincial | Kailali, Surkhet, Achham, Kalikot
TL0543 | Lapsephedi - Khimti - 400 kV | Lapsephedi | Khimti | 400 | Proposed |  |  |  | 86.71 | Bagmati Province | Intra-provincial | Kathmandu, Kabhrepalanchok, Sindhupalchok, Dolakha, Ramechhap
TL0544 | New Damauli - Ratmate - 400 kV | New Damauli | Ratmate | 400 | Proposed |  |  |  | 88.69 | Gandaki Province, Bagmati Province | Inter-provincial | Tanahu, Chitawan, Dhading, Nuwakot
TL0545 | Ratmate - Lapsephedi - 400 kV | Ratmate | Lapsephedi | 400 | Proposed |  |  |  | 58.61 | Bagmati Province | Intra-provincial | Nuwakot, Sindhupalchok, Kathmandu
TL0546 | New Butwal - New Damauli - 400 kV | New Butwal | New Damauli | 400 | Proposed |  |  |  | 90.48 | Lumbini Province, Gandaki Province | Inter-provincial | Nawalparasi_W, Nawalparasi_E, Palpa, Tanahu
TL0547 | Sunkoshi St2 - Khimti - 400 kV | Sunkoshi St2 | Khimti | 400 | Proposed |  |  |  | 24.25 | Bagmati Province | Intra-provincial | Sindhuli, Ramechhap, Dolakha
TL0548 | Sunkoshi St2 - Dhalkebar 400/220/132 kV SS - 400 kV | Sunkoshi St2 | Dhalkebar 400/220/132 kV SS | 400 | Proposed |  | Double | MOOSE | 45.88 | Bagmati Province, Madhesh Province | Inter-provincial | Sindhuli, Dhanusha | NEA FY24/25 report (Planned 400kV): "Dudhkoshi-Dhalkebar", 500 sq.mm
TL0549 | Humla SS - Phukot - 400 kV | Humla SS | Phukot | 400 | Proposed |  |  |  | 57.76 | Sudurpashchim Province, Karnali Province | Inter-provincial | Humla, Mugu, Bajura, Kalikot
TL0550 | Daiji - Lalpur-Mahendranagar - 400 kV | Daiji | Lalpur-Mahendranagar | 400 | Proposed |  |  |  | 48.98 | Sudurpashchim Province | Intra-provincial | Kanchanpur
TL0551 | Dododhara - Mainatada - 400 kV | Dododhara | Mainatada | 400 | Proposed |  |  |  | 87.03 | Sudurpashchim Province, Karnali Province | Inter-provincial | Kailali, Surkhet
TL0552 | Nalgad SS - Bafikot - 400 kV | Nalgad SS | Bafikot | 400 | Proposed |  |  |  | 17.51 | Karnali Province | Intra-provincial | Jajarkot, Rukum_W
TL0553 | Bafikot - Uttar Ganga LILO - 400 kV | Bafikot | Uttar Ganga LILO | 400 | Proposed |  |  |  | 80.74 | Karnali Province, Lumbini Province, Gandaki Province | Inter-provincial | Rukum_W, Rukum_E, Rolpa, Baglung
TL0554 | Nalgad SS - Tribeni SS - 400 kV | Nalgad SS | Tribeni SS | 400 | Proposed |  |  |  | 32.93 | Karnali Province | Intra-provincial | Jajarkot, Rukum_W
TL0555 | Tribeni SS - Dunai - 400 kV | Tribeni SS | Dunai | 400 | Proposed |  |  |  | 37.99 | Karnali Province | Intra-provincial | Rukum_W, Dolpa
TL0556 | Daiji - Pancheswor - 400 kV | Daiji | Pancheswor | 400 | Proposed |  |  |  | 53.25 | Sudurpashchim Province | Intra-provincial | Kanchanpur, Dadeldhura, Baitadi
TL0557 | Bajhang - Humla SS - 400 kV | Bajhang | Humla SS | 400 | Proposed |  |  |  | 49.1 | Sudurpashchim Province, Karnali Province | Inter-provincial | Bajhang, Bajura, Humla
TL0558 | Nalgad SS - Phukot - 400 kV | Nalgad SS | Phukot | 400 | Proposed |  |  |  | 95 | Karnali Province | Intra-provincial | Rukum_W, Jajarkot, Dailekh, Kalikot
TL0559 | Bafikot - New Lamahi - 400 kV | Bafikot | New Lamahi | 400 | Proposed |  |  |  | 92.28 | Karnali Province, Lumbini Province | Inter-provincial | Rukum_W, Rolpa, Dang
TL0560 | Kusma Tapping - New Damauli - 400 kV | Kusma Tapping | New Damauli | 400 | Proposed |  |  |  | 72.48 | Gandaki Province | Intra-provincial | Baglung, Parbat, Syangja, Tanahu
TL0561 | Uttar Ganga LILO - Kusma - 400 kV | Uttar Ganga LILO | Kusma | 400 | Proposed |  |  |  | 53.69 | Gandaki Province | Intra-provincial | Baglung, Parbat
TL0562 | Kimathanka - U Arun - 400 kV | Kimathanka | U Arun | 400 | Proposed |  |  |  | 27.12 | Koshi Province | Intra-provincial | Sankhuwasabha
TL0563 | Daiji - West Seti - 400 kV | Daiji | West Seti | 400 | Proposed |  |  |  | 67.66 | Sudurpashchim Province | Intra-provincial | Kanchanpur, Dadeldhura, Doti
TL0564 | Nijgad SS - Harnaiya SS - 400 kV | Nijgad SS | Harnaiya SS | 400 | Proposed |  | Multi | MOOSE | 30.32 | Madhesh Province | Intra-provincial | Bara | NEA FY24/25 report (Planned 400kV): "Nijgadh -Harniya", 500 sq.mm
TL0565 | New Lamahi - New Butwal - 400 kV | New Lamahi | New Butwal | 400 | Proposed |  |  |  | 137.65 | Lumbini Province | Intra-provincial | Dang, Arghakhanchi, Kapilbastu, Rupandehi, Nawalparasi_W
TL0566 | New Hetauda - Dhalkebar 400/220/132 kV SS - 400 kV | New Hetauda | Dhalkebar 400/220/132 kV SS | 400 | Proposed |  |  |  | 133.75 | Bagmati Province, Madhesh Province | Inter-provincial | Makawanpur, Bara, Rautahat, Sarlahi, Mahottari, Dhanusha
TL0567 | Harnaiya SS - IN Raxual - 400 kV | Harnaiya SS | IN Raxual | 400 | Proposed |  |  |  | 26.69 | Madhesh Province | Cross-border | Bara
TL0568 | Ratmate - New Hetauda - 400 kV | Ratmate | New Hetauda | 400 | Proposed |  |  |  | 56.51 | Bagmati Province | Intra-provincial | Nuwakot, Dhading, Makawanpur
TL0569 | Inaruwa 400 kV SS - Biratnagar - 400 kV | Inaruwa 400 kV SS | Biratnagar | 400 | Proposed |  |  |  | 26.72 | Koshi Province | Intra-provincial | Sunsari
TL0570 | New Butwal - Gandak - 400 kV | New Butwal | Gandak | 400 | Proposed |  |  |  | 32.4 | Lumbini Province | Intra-provincial | Nawalparasi_W
TL0571 | New Lamahi - Lamahi - 400 kV | New Lamahi | Lamahi | 400 | Proposed |  |  |  | 31.49 | Lumbini Province | Intra-provincial | Dang
TL0572 | Dododhara - Pahalmanpur - 400 kV | Dododhara | Pahalmanpur | 400 | Proposed |  |  |  | 40.61 | Sudurpashchim Province | Intra-provincial | Kailali
TL0573 | Pancheswor - West Seti - 400 kV | Pancheswor | West Seti | 400 | Proposed |  |  |  | 140.97 | Sudurpashchim Province | Intra-provincial | Baitadi, Dadeldhura, Doti
TL0574 | Markhichowk (new Marsyandi) - New Bharatpur - 220 kV | Markhichowk (new Marsyandi) | New Bharatpur | 220 | Reference |  |  |  | 27.83 | Gandaki Province, Bagmati Province | Inter-provincial | Gorkha, Tanahu, Chitawan
TL0575 | Bhulbhule - Madhya Marsyangdi - 132 kV | Bhulbhule | Madhya Marsyangdi | 132 | Existing |  | Single | BEAR | 22 |  | Unclassified |  | New from NEA FY24/25 report (Existing): "Bhulbhule- Middle Marsyangdi P/S". No shapefile geometry yet — endpoints tentatively matched to nearest known station name(s); please verify/correct.
TL0576 | Kirtipur 132 kV SS - Tulsipur - 132 kV | Kirtipur 132 kV SS | Tulsipur | 132 | Existing |  | Double | CARDINAL | 20 |  | Inter-provincial |  | New from NEA FY24/25 report (Existing): "Dordi (Kirtipur-Udipur)". No shapefile geometry yet — endpoints matched to nearest known station name(s); please verify/correct.
TL0577 | Matatirtha - Matatirtha - 220 kV | Matatirtha | Matatirtha | 220 | Existing |  | Double Ckt Underground | 1C, XLPE Cu Cable | 2.5 |  | Intra-provincial |  | New from NEA FY24/25 report (Existing): "Matatirtha-Matatirtha Substation". No shapefile geometry yet — endpoints tentatively matched to nearest known station name(s); please verify/correct.
TL0578 | Kusaha - Biratnagar - 132 kV | Kusaha | Biratnagar | 132 | Under Construction | 2025/26 | Double | BEAR | 46 |  | Intra-provincial |  | New from NEA FY24/25 report (Under Construction): "Kushaha- Biratnagar". No shapefile geometry yet — endpoints matched to nearest known station name(s); please verify/correct.
TL0579 | Balefi - Balefi Corridor (aggregate) - 132 kV | Balefi | Balefi Corridor (aggregate) | 132 | Under Construction | 2025/26 | Double | CARDINAL | 40 |  | Unclassified |  | New from NEA FY24/25 report (Under Construction): "Balefi Corridor". No shapefile geometry yet — endpoints tentatively matched to nearest known station name(s); please verify/correct.
TL0580 | Nawalpur 132/33kV SS - Salimpur - 132 kV | Nawalpur 132/33kV SS | Salimpur | 132 | Under Construction | 2025/26 | Double | BEAR | 40 |  | Intra-provincial |  | New from NEA FY24/25 report (Under Construction): "Nawalpur (Lalbandi) Salimpur". No shapefile geometry yet — endpoints matched to nearest known station name(s); please verify/correct.
TL0581 | Bhumahi - Hakui 132/33kV SS - 132 kV | Bhumahi | Hakui 132/33kV SS | 132 | Under Construction | 2025/26 | Double | BEAR | 32 |  | Unclassified |  | New from NEA FY24/25 report (Under Construction): "Bhumahi-Hakui". No shapefile geometry yet — endpoints tentatively matched to nearest known station name(s); please verify/correct.
TL0582 | Kabeli (Amarpur) - Dhungesangu - 132 kV | Kabeli (Amarpur) | Dhungesangu | 132 | Under Construction | 2025/26 | Double | BEAR | 40 |  | Unclassified |  | New from NEA FY24/25 report (Under Construction): "Kabeli (Amarpur) Dhungesangu". No shapefile geometry yet — endpoints tentatively matched to nearest known station name(s); please verify/correct.
TL0583 | Godak - Soyak - 132 kV | Godak | Soyak | 132 | Under Construction | 2025/26 | Double | BEAR | 16 |  | Unclassified |  | New from NEA FY24/25 report (Under Construction): "Godak Soyak". No shapefile geometry yet — endpoints tentatively matched to nearest known station name(s); please verify/correct.
TL0584 | Nepalgunj - Nanpara (India) - 132 kV | Nepalgunj | Nanpara (India) | 132 | Under Construction | 2025/26 | Double | BEAR | 33 |  | Cross-border |  | New from NEA FY24/25 report (Under Construction): "Nepalgunj-Nanpara Cross Border". No shapefile geometry yet — endpoints tentatively matched to nearest known station name(s); please verify/correct.
TL0585 | Galchhi - Ratmate - 220 kV | Galchhi | Ratmate | 220 | Under Construction | 2026/27 | Double | MOOSE | 34 |  | Unclassified |  | New from NEA FY24/25 report (Under Construction): "Galchhi - Ratmate". No shapefile geometry yet — endpoints tentatively matched to nearest known station name(s); please verify/correct.
TL0586 | Arun Hub - Inaruwa 400 kV SS - 400 kV | Arun Hub | Inaruwa 400 kV SS | 400 | Proposed |  | Double | MOOSE | 188 |  | Unclassified |  | New from NEA FY24/25 report (Proposed): "Arun Hub (Sitalpati)- Inaruwa". No shapefile geometry yet — endpoints tentatively matched to nearest known station name(s); please verify/correct.
TL0587 | Arun Hub - Tingla 1 - 400 kV | Arun Hub | Tingla 1 | 400 | Proposed |  | Double | MOOSE | 152 |  | Unclassified |  | New from NEA FY24/25 report (Proposed): "Arun Hub-Tingla". No shapefile geometry yet — endpoints tentatively matched to nearest known station name(s); please verify/correct.
TL0588 | Harnaiya SS - Bodebarsaine - 400 kV | Harnaiya SS | Bodebarsaine | 400 | Proposed |  | Multi | MOOSE | 708 |  | Intra-provincial |  | New from NEA FY24/25 report (Proposed): "Harnaiya-Bodebarsain". No shapefile geometry yet — endpoints matched to nearest known station name(s); please verify/correct.
TL0589 | Inaruwa 400 kV SS - IN Purnia - 400 kV | Inaruwa 400 kV SS | IN Purnia | 400 | Proposed |  | Double | MOOSE | 50 |  | Cross-border |  | New from NEA FY24/25 report (Proposed): "Inaruwa - Purnia". No shapefile geometry yet — endpoints matched to nearest known station name(s); please verify/correct.
TL0590 | Lumki - Bareli - 400 kV | Lumki | Bareli | 400 | Proposed |  | Double | MOOSE | 70 |  | Cross-border |  | New from NEA FY24/25 report (Proposed): "Lamki (Dododhara) - Bareli". No shapefile geometry yet — endpoints tentatively matched to nearest known station name(s); please verify/correct.
TL0591 | Dhaubadi - Dhaubadi Iron Mine - 220 kV | Dhaubadi | Dhaubadi Iron Mine | 220 | Proposed |  | Double | BISON | 16 |  | Unclassified |  | New from NEA FY24/25 report (Proposed): "Dhaubadi Iron Mine". No shapefile geometry yet — endpoints tentatively matched to nearest known station name(s); please verify/correct.
TL0592 | Gandak - Nepalgunj - 220 kV | Gandak | Nepalgunj | 220 | Proposed |  | Multi | MOOSE | 1276 |  | Unclassified |  | New from NEA FY24/25 report (Proposed): "Gandak Nepalgunj". No shapefile geometry yet — endpoints tentatively matched to nearest known station name(s); please verify/correct.
TL0593 | Kathmandu Valley (aggregate) - Kathmandu Valley (aggregate) - 220 kV | Kathmandu Valley (aggregate) | Kathmandu Valley (aggregate) | 220 | Proposed |  | Multi, Double |  | 320 |  | Unclassified |  | New from NEA FY24/25 report (Proposed): "Kathmandu Valley Transmission System Expansion". No shapefile geometry yet — endpoints tentatively matched to nearest known station name(s); please verify/correct.
TL0594 | Chilime - Keraun 220 kV SS - 220 kV | Chilime | Keraun 220 kV SS | 220 | Proposed |  | Double | MOOSE | 52 |  | Inter-provincial |  | New from NEA FY24/25 report (Proposed): "Chilime-Kerung". No shapefile geometry yet — endpoints matched to nearest known station name(s); please verify/correct.
TL0595 | Chameliya - Jauljibi - 220 kV | Chameliya | Jauljibi | 220 | Proposed |  | Double | MOOSE | 64 |  | Unclassified |  | New from NEA FY24/25 report (Proposed): "Chameliya-Jauljibi". No shapefile geometry yet — endpoints tentatively matched to nearest known station name(s); please verify/correct.
TL0596 | Lapang - Budhiganga SS - 220 kV | Lapang | Budhiganga SS | 220 | Proposed |  | Double | MOOSE | 60 |  | Inter-provincial |  | New from NEA FY24/25 report (Proposed): "Lapan-Budigandaki". No shapefile geometry yet — endpoints matched to nearest known station name(s); please verify/correct.
TL0597 | Attariya - Dhangadi ss - 132 kV | Attariya | Dhangadi ss | 132 | Proposed |  | Double | BEAR | 36 |  | Intra-provincial |  | New from NEA FY24/25 report (Proposed): "Attariya- Dhangadi". No shapefile geometry yet — endpoints matched to nearest known station name(s); please verify/correct.
TL0598 | Chauraha - Simara - 132 kV | Chauraha | Simara | 132 | Proposed |  | Double | BEAR | 12 |  | Inter-provincial |  | New from NEA FY24/25 report (Proposed): "Auraha-Simara". No shapefile geometry yet — endpoints matched to nearest known station name(s); please verify/correct.
TL0599 | Dhangadi ss - Damauli - 132 kV | Dhangadi ss | Damauli | 132 | Proposed |  | Double | BEAR | 30 |  | Inter-provincial |  | New from NEA FY24/25 report (Proposed): "Dhaubadi-Meghauli". No shapefile geometry yet — endpoints tentatively matched to nearest known station name(s); please verify/correct.
TL0600 | Damak - Biratnagar - 132 kV | Damak | Biratnagar | 132 | Proposed |  | Double | BEAR | 130 |  | Intra-provincial |  | New from NEA FY24/25 report (Proposed): "Damak-Keraun-Biratnagar (Barju)". No shapefile geometry yet — endpoints matched to nearest known station name(s); please verify/correct.
TL0601 | Bhadrapur - Sukdevchaur - 132 kV | Bhadrapur | Sukdevchaur | 132 | Proposed |  | Double | BEAR | 70 |  | Inter-provincial |  | New from NEA FY24/25 report (Proposed): "Chandrapur-Sukhdevchaur (Rajpur)". No shapefile geometry yet — endpoints matched to nearest known station name(s); please verify/correct.

## Data Dictionary
Field | Sheet | Description / valid values
ID | Both | Unique key (e.g. SS0042, TL0128). Do not edit or reuse — it is how a re-imported row is matched back to the map.
Name | Substations | Substation name as it should appear on the map and in the hover card.
Stage | Both | One of: Existing / Under Construction / Future (lines also allow Proposed). Controls marker/line colour.
Latitude / Longitude | Substations | Decimal degrees (WGS84). Moves the station marker only — connected line geometry is unaffected.
Province | Substations | One of the 7 official province names, e.g. "Bagmati Province" — must match exactly for the map filter to work.
District / Local Body | Substations | Free text, used for search and the detail panel; not used for map placement.
Voltage Level (kV) | Substations | All voltage buses present at the station, highest first, separated by " / " — e.g. "220 / 132 / 33".
Transformer Capacity | Substations | Free text MVA rating(s) as given in the DoED diagram, e.g. "2x8 MVA".
Connected Load / Feeders | Substations | Named 11kV/33kV feeders or connected industrial loads, comma-separated.
Supplemented by Claude? | Substations | Yes = this station was not in the official shapefile and was added from the DoED diagram; its coordinates are a best-effort district placement, not surveyed.
Label | Transmission Lines | Full display label shown on hover/click, format "From - To - Voltage kV".
From / To Substation | Transmission Lines | The two endpoint substations. Should match a Name in the Substations tab exactly.
Voltage (kV) | Transmission Lines | One of 33 / 66 / 132 / 220 / 400.
Circuit / Conductor | Transmission Lines | Circuit configuration and conductor type, as given in the source shapefile, where known.
Length (km) | Transmission Lines | Computed from the official route geometry — reference only, do not hand-edit.
Province(s) / District(s) | Transmission Lines | Administrative areas the routed line physically passes through — reference only.
Notes | Both | Free text. Use this to flag a correction that needs a geometry change, a data conflict, or anything Claude should double check.
Expected Completion Year | Transmission Lines | Fiscal year (e.g. "2025/26") the line is expected to be completed, from the NEA Annual Report — filled for Under Construction lines; usually blank for Proposed/Planned lines since the source report does not give them a year yet.
Line Classification | Transmission Lines | Intra-provincial = both ends in the same province. Inter-provincial = ends in two different Nepali provinces. Cross-border = one end is outside Nepal (India/China tie). Unclassified = not enough data to place it (e.g. a newly added line with no computed province yet).